## Hoja1
PARA OFICINA DE OIR 04-NOVIEMBRE-2019
MARCA | MODELO | SERIE | B.H.P. | COMBUSTIBLE | TIPO | FECHA | DE
[6 empty] | FABRICACION | INSTALACION
CLEAVER BROOKS | M-L-100 | 0 | 0 | DIESEL | 0 | 0 | 0
SANTA EMILIE |  | NT 0544 | 0 | BIOMASA | 0 | 0 | 0
THE BIGELOW CO. | 6804 | 13542 | 0 | BIOMASA | 0 | 0 | 0
CLEAVER BROOKS | CB655-100-150 | L-31285 | 100 BHP | FUEL OIL No. 6 | HORIZONTAL PIROTUBULAR | 29-AGT-1963 | 1990
CYCLOTHERM | 0 | 0 | 0 | FUEL OIL No. 6 | 0 | 0 | 0
CLEAVER BROOKS | CB621-125-150 | O-19887 | 125 BHP | FUEL OIL No. 6 | PIROTUBULAR 4 PASOS | 1959 | 1986
YORK SHIPLEY | SPHV-125-6 | 85-16055 H-90476 | 125 BHP | FUEL OIL No. 6 | PIROTUBULAR 3 PASOS | 1985 | 1999
FULTON | 80 E | 33429 | 80 | FUEL OIL No. 6 | 0 | 0 | 0
FULTON | 80 E | 33429 | 80 | FUEL OIL No. 6 | 0 | 0 | 0
COMBUSTION ENGINEERING | S/M | 2895 | 250 BHP | BIOMASA | PIROTUBULAR HORIZONTAL | S/F | S/F
SUPERIOR BOILER | 72X18X2000 | 9757 | 0 | BIOMASA | 0 | 0 | 0
YORK SHIPLEY | SPHC-150-6 | 77888262238 | 150BHP | FUEL OIL No. 6 | VERTICAL TUBELESS | 1972 | 1972
YORK SHIPLEY | SPHC-150-6 | 150-6-9572 | 150 BHP | FUEL OIL No. 6 | VERTICAL TUBELESS | 1991 | 1991
CLEAVER BROOKS | M100-50-150 | L-86119 | 2,092 btu | LPG | PIROTUBULAR 4 PAOS | 1989 | 1989
MAZDEN | AMH | 0 | 0 | ING. AREVALO | AUTOCLAVE | 0 | 0
TUTTNAUR | 2340 M | B 135999 | 2.8 Kg | ELECTRICO | AUTOCLAVE | 0 | 0
TUTTNAUR | 2340 M | B 131264 | 2.8 Kg | ELECTRICO | AUTOCLAVE | 0 | 0
YAMATO | SM 510 | CC-097B7X00174 | 29 PSI | ELECRICA | AUTOCLAVE | 2008 | S/F
YAMATO | SM 510 | CC-008CC-008B2900019 | 29 PSI | ELECRICA | AUTOCLAVE | 20025 | S/F
TUTTNAUR | 2340M | 2602759 | 1.4 Kw (11.1 AMPERIOS) | ELECTRICA | autoclave | 2006 | 2006
MIURA | TX-2000 | 82129 | 0 | DIÉSEL | 0 | 0 | 0
S/M | S/M | S/S | 15 BHP | DIÉSEL | 0 | 0 | 1996
CLEAVER BROOKS | CB100-80 | L-93567 | 80 BHP | GAS LP/DIESEL OIL No.2 | HORIZONTAL TUBOS DE FUEGO | 1994-10-12 | 2013
POWER MASTER | JL | 6606023 | 60 BHP | DIÉSEL | PIROTUBULAR ESCOSES MARINO | 1966 | 1966
BABCOCK & WILLCOX | S/M | 510145 | 0 | BIOMASA | 0 | 0 | 0
THE BIGELOW CO. | KVS35-57 | S/S | 180,000 LB/HR | BIOMASA | ACIUATUBULAR | S/F | 2011
THE BIGELOW CO. | S/M | M-328-011 | 0 | BIOMASA | 0 | 0 | 0
0 | 0 | 0 | 0 | FUEL OIL No. 6 | 0 | 0 | 0
SIMPSON REACONDICIO | 25 | 0 | 0 | DIÉSEL | 0 | 0 | 0
INDUSTRIAL BOILER | SPHV-150-6 | H-97377 | 15 BHP | DIÉSEL | VERTICAL PIROTUBULAR | S/F | 2002
HIRAKAWA IRON WORKS. | MP-710 | B6364 | 460 BHP | FUEL OIL No. 6 | PIROTUBULAR | 1971 | 1972
LONG CHUAN MACH. | TIPO LC-10 | MAF-E-576 | 500 HP | FUEL OIL No. 6 | PIROTUBULAR | 1996 | 1996
HIRAKAWA IRON W. | MP-710 | 3127 | 460 | FUEL OIL No. 6 | 0 | 0 | 0
CLEAVER BROOKS | M142-30-150 | L-39120 | 30 HP | DIESEL OIL No.2 | PIROTUBULAR 4 PASOS | 0 | 1976-10-01
CLEAVER BROOKS | M142-30-150 | L-39120 | 30 HP | DIESEL OIL No.2 | PIROTUBULAR 4 PASOS | 1977 | 1977
CLEAVER BROOKS | CBH-100-50 | L-53630 | 50 BHP | DIESEL OIL No.2 | PIROTUBULAR 4 PASOS | 1977 | 1977
DALAMA 01 | praviaORALITE | 857 | 0 | ELECTRICO | AUTOCLAVE | S/F | S/F
DELAMA 02 | PRAVIA/ORALITE | 669 | 0 | ELECTRICO | AUTOCLAVE | S/F | S/F
CONSOLIDATED | SR-24FMO | S/S | 0 | ELECTRICO | AUTOCLAVE | S/F | S/F
MAZDEM | S/M | S/S | 0 | ELECTRICO | AUTOCLAVE | S/F | S/F
MEDICAL INDUSTRIAL | S/M | S/S | 202 BHP | ELECTRICO | AUTOCLAVE | S/F | S/F
KEWANEE | H3S-60-05 | 817771 | 60 | DIÉSEL | 0 | 0 | 0
BOSH | UHD-2000 | 130775 | 80BHP | DIESEL | HORIZONTAL TUBOS DE FUEGO ESPALDA HUMEDA | 072018 | 122018
YORK SHIPLEY | SPH-500 | 756257 | 500 | FUEL OIL No. 6 | 0 | 0 | 0
KEWANEE | H3S-800-06 | 11998 | 800 BHP | FUEL OIL No. 6 | CALDERA | 0 | 0
CLEAVER BROOKS | CB600-800-150 | L-90504 | 80 0BHP | FUEL OIL No. 6 | CALDERA | 0 | 0
SUPERIOR BOILER | PAWNEE | 4546 | 400 | FUEL OIL No. 6 | 0 | 0 | 0
FULTON | 0 | 83609 | 0 | DIÉSEL | 0 | 0 | 0
CLEAVER BROOKS | CBH100-100 | MX-2009 CB | 100 | GAS | HORIZONTAL TUBOS DE FUEGO PARA GENERAR AGUA CALIENTE | 1970-11-18 | S/F
CLEAVER BROOKS | CB600-150-150 | L-54957 | 150 bhp | FUEL OIL No. 6 | HORIZONTAL PIROTUBULAR | 19091972 | S/F
CLEAVER BROOKS | M142-40 | L-34099 | 1,674,000 BTU/Hr | GLP | S/T | S/F | S/F
CONTINENTAL | S/M | S/S | 30 BHP | DIÉSEL | VERTICAL PIROTUBULAR | S/F | S/F
FULTON | 0 | W-05003-A | 0 | DIÉSEL | 0 | 0 | 0
KEWANEE | S/M | KRS-705-R3 | 30 BHP | DIÉSEL | S/T | S/F | S/F
YORK SHIPLEY | SHPC-70-6 | 84-15929 | 70 BHP | FUEL OIL No. 6 | HORIZONTAL PIROTUBULAR | 1995 | 1995
RHEEM | 82V80-2 | RH 0107226022 | 0 | ELECTRICO | 0 | 0 | 0
YORK SHIPLEY | SHPC-70-6 | 8415928 | 70 BHP | FUEL OIL No. 6 | HORIZONTAL PIROTUBULAR | 1995 | 1995
YORK SHIPLEY | SHPC 70-6 | 93-452 | 70 BHP | FUEL OIL No. 6 | HORIZONTAL PIROTUBULAR | 1993 | 1993
YORK SHIPLEY | SHPC 200-6 | 77-11283 | 200 BHP | FUEL OIL No. 6 | HOZONTAL PIROTUBULAR | 0 | 1984
CLEAVER BROOKS | CBW 600-400-150 | OL0-94520 | 400 BHP | FUEL OIL No. 6 | HORIZOTAL PIROTUBULAR | 1995 | 1996
REACONDICIONADA | 0 | 0 | 0 | DIÉSEL | 0 | 0 | 0
POWER MASTER USADA | JL | 6704017 | 40 BHP | DIÉSEL | HORIZONTAL | 1962 | 1998
CLEAVER BROOKS | MONITOR M 100-X-80 | L-60885 | 40 BHP | DIÉSEL | MONITOR | 1975 | 1975
POWER MASTER | L 1966 | 6504018 | 40 BHP | DIÉSEL | MONITOR | 1966 | 1966
YORK SHIPLEY | 5- PH-205-6- H 2081-E-250-6 | 737932 H-582 | 2250 BHP | FUEL OIL No. 6 | HORIZONTAL | 1967 | 1996
SUPERIOR BOILER | HRT-5416.0 846 | 1362 | 100 | BIOMASA | AGUATUBULAR | S/F | S/F
THE BIGELOW CO. | HRT 8725 | 15538 | 150 BHP | BIOMASA | PIROTUBULAR H.R.T. | 1980 | 1980
COMBUSTION ENGINEERING | NO.2 | S/S | 200 BHP | BIOMASA | PIROTUBULAR H.R.T. | S/F | 1986
FULTON | FB-030-A C-73532 | 73532 | 30BHP | DIÉSEL | VERTICAL | 2001 | 2001
FULTON | FB-030-A C-73532 | 73532 | 30BHP | DIÉSEL | 0 | 0 | 0
FULTON | FB-030-A | 73532 | 30BHP | GLP | VERTICAL PIROTUBULAR | 1995 | 2016
FULTON | S/M | S/S | 15BHP | GLP | VERTICAL | S/F | S/F
CHING HONG MACHINERY | CH-80-300 | 8641 | 20 bhp | DIÉSEL | VERTICAL | 1997 | 1997
CHING HONG MACHINERY | CH-80-300 | N-8615 | 0 | DIÉSEL | 0 | 0 | 0
POWER MASTER | 0 | 6305024 | 0 | FUEL OIL No. 6 | 0 | 0 | 0
KONUS/KESSEL | NT50 | 1655 | 60 | FUEL OIL No. 6 | 0 | 0 | 0
KEWANEE | H3S-150-06 | NB24300 | 150 | FUEL OIL No. 6 | 0 | 0 | 0
CLEAVER BROOKS CALDERA 1 | CB600-100-150 | L-98778 | 100 BHP | FUEL OIL No. 6 | PIROTUBULAR 4 PASOS | 1999 | 2008
CLEAVER BROOKS | CB600-500-150 | L-096165 | 500 | FUEL OIL No. 6 | 0 | 0 | 0
BABCOCK & WILLCOX | TUBOS DE AGUA | WEEEE | 100,000 lb/hr | BIOMASA | DE RADIACION | S/F | 1971
HEINE 1 | TUBOS DE AGUA | S/S | 65,000 lb/hr | BIOMASA | DE RADIACION | S/F | 1971
COMBUSTION ENGINEERING 1 | TUBOS DE AGUA | S/S | 100,000 lb/hr | BIOMASA | DE RADIACION | S/F | 1971
HEINE 2 | TUBOS DE AGUA | S/S | 65,000 lb/hr | BIOMASA | DE RADIACION | S/F | 1971
CLEAVER BROOKS | CBW600-150-150 | L-966887 | 150 BHP | FUEL OIL No. 6 | PIROTUBULAR 3 PASOS | 1997 | 1997
0 | 0 | 0 | 0 | 0 | 0 | 0 | 0
YORK SHIPLEY | SPHV-200-6-200175 | 98-18745 | 200 BHP | FUEL OIL No. 6 | HORIZONTAL TUBOS DE FUEGO | 1992 | 1992
CLEAVER BROOKS | CB 700-200 | L-105946 | 200 BHP | DIESEL/GLP | HORIZONTAL TUBOS DE FUEGO | 5262007 | 102017
LAGARDE | 1300 | SA. 1024 | 0 | 0 | AUTOCLAVE | 2002 | 0
LAGARDE | 1300 | SVS 101 | 0 | 0 | AUTOCLAVE | 2006 | 0
LAGARDE | 1300 | SVS 132 | 0 | 0 | AUTOCLAVE | 2009 | 0
LAGARDE | 1300 | SVS 157 | 0 | 0 | AUTOCLAVE | 2011 | 0
LAGARDE | 1400 | PH 125 | 0 | 0 | AUTOCLAVE | 2017 | 0
0 | 0 | 0 | 0 | 0 | HORIZONTAL TUBOS DE FUEGO | 0 | 160178
0 | 0 | 0 | 0 | 0 | ELECTRICA VERTICAL | S/F | S/F
0 | 0 | 0 | 0 | 0 | HORIZONTAL TUBOS DE FUEGO | 1989-10-01 | 0
0 | 0 | 0 | 0 | 0 | 0 | 0 | 0
0 | 0 | 0 | 0 | 0 | 0 | 0 | 0
0 | 0 | 0 | 0 | 0 | 0 | 0 | 0
CLEAVER BROOKS | CB600-200-150 | L-94639 | 200 BHP | FUEL OIL No. 6 | PIROTUBULAR 4 PASOS | 1995 | 2002
YORK SHIPLEY | SPHC-125-6 | EB604 | 125 | FUEL OIL No. 6 | PIROTUBULAR 4 PASOS | 1995 | 2002
CLEAVER BROOKS | CB100-125-150 | L-95008 | 125 BHP | DIÉSEL | HORIZONTAL PIROTUBULAR 4 PASOS | 24011996 | 1996
PARAT ANDERS HALVORSEN AS | RBGN 500 405, 2Kw | 6249 | 3,000Kg/Hr | GASES | GASES CAMBINADA ACUATUBULAR VERTICAL | 1995 | 1995
PARAT ANDERS HALVORSEN AS | 400152/2 Kw | 6003 | 3,000Kg/Hr | GASES | VERTICAL COMBINADA (GASES DE ESCAPE-MOTORES) TUBOS DE FUEGO | 1994 | 1994
PARAT ANDERS HALVORSEN AS | 400152/2 Kw | 6002 | 1,500Kg/Hr | DIÉSEL | VERTICAL COMBINADA (GASES DE ESCAPE-MOTORES) TUBOS DE FUEGO | 1994 | 1994
CLEAVER BROOKS | CB600-125-150 | OL-094371 | 125BHP | FUEL OIL No. 6 | PIROTUBULAR 4 PASOS | 1994 | 1994
CLEAVER BROOKS | CB200-150 | MX-6136 | 150 | DIÉSEL | 0 | 0 | 0
CLEAVER BROOKS caldera 1 | CB600-300-150 | L-097564 | 300 bhp | FUEL OIL No. 6 | PIROTUBULAR 4 PASOS WETBACK | 1998 | 1998
YORK SHIPLEY caldera 2 | SPHV-200-6 | H-95866 | 200BHP | FUEL OIL No. 6 | PIROTUBULAR 3 PASOS | 1989 | 1999
YORK SHIPLEY | SPHV-60-2-93948 | 87-16832 H-933590 | 60 BHP | DIÉSEL | HORIZONTAL TUBOS DE FUEGO 3 PASOS | 1987 | 0
CONSOLIDATE | S/M | S/S | 0 | ELECTRICA | AUTOCLAVE | 0 | 0
TUTTNAUER | 6671162 | 13121100 | 0 | ELECTRICA | AUTOCLAVE | 0 | 0
GROEN | D2-40 | 65623 | 0 | ELECTRICA | MARMITA | 0 | 0
GROEN | D2-40 | 65624 | 0 | ELECTRICA | MARMITA | 0 | 0
TUTTNAUER | 3850M | 13011106 | 0 | ELECTRICA | AUTOCLAVE | 0 | 0
TUTTNAUER | 3850M | 131025 | 0 | ELECTRICA | AUTOCLAVE | 0 | 0
YORK SHIPLEY | 300-VTB-20-2 | 9720567 H-12644 | 20 BHP | DIÉSEL | PIROTUBULAR VERTICAL | 1997 | 1998
COLLINS WALKER | ELS-150 | CW-2377 CLASS 3 | 150Kw/Hr | ELECTRICA | VERTICAL ELECTRICA | NOVIEMBRE-1995 | ABRIL-1996
COLLINS WALKER | ELS-120 | CW-2377 CLASS 3 | 120Kw/Hr | ELECTRICA | VERTICAL ELECTRICA | 07-FEBRERO-1988 | ABRIL-1996
COCHRAN (WEE CHIEFTAIN) | S/M | 20/1903 | 45 BHP | DUAL: GLP/DIÉSEL | HORIZONTAL TUBOS DE FUEGO | 1997 | 14997
ERIE CITY IRON WORKS | S/M | 90 | 4,000 LB VAPOR /HR | BIOMASA | PIROTUBULAR | S/M | S/S
S/M | S/M | S/S | 25 PSI | 0 | AUTOCLAVE 1 | S/M | S/S
S/M | S/M | S/S | 25 PSI | 0 | AUTOCLAVE 2 | S/M | S/S
S/M | S/M | S/S | 25 PSI | 0 | AUTOCLAVE 3 | S/M | S/S
S/M | S/M | S/S | 25 PSI | 0 | AUTOCLAVE 4 | S/M | S/S
S/M | S/M | S/S | 25 PSI | 0 | AUTOCLAVE 5 | S/M | S/S
S/M | S/M | S/S | 25 PSI | 0 | AUTOCLAVE 6 | S/M | S/S
S/M | S/M | S/S | 25 PSI | 0 | AUTOCLAVE 7 | S/M | S/S
S/M | S/M | S/S | 20 PSI | 0 | MARMITA1 L1 | S/M | S/S
S/M | S/M | S/S | 20 PSI | 0 | MARMITA2 L2 | S/M | S/S
S/M | S/M | S/S | 25 PSI | 0 | MARMITA 3 L3 | S/M | S/S
S/M | S/M | S/S | 20 PSI | 0 | MARMITA 4 L4 | S/M | S/S
S/M | S/M | S/S | 20 PSI | 0 | MARMITA 5 L4 | S/M | S/S
S/M | S/M | S/S | 20 PSI | 0 | MARMITA 6 L4 | S/M | S/S
CLEAVER BROOKS | M100-20-150 | L-86910 | 20 BHP | DIÉSEL | HORIZONTAL TUBOS E FUEHO | 11/1989 | 0
REACONDICIONADA/USADA | S/M | S/S | 25 BHP | DIÉSEL | HORIZONTAL | S/F | S/F
REACONDICIONADA/USADA | S/M | S/S | 25 BHP | DIÉSEL | HORIZONTAL | S/F | S/F
OEKONOM-KESSEL | GMBH | 7768 | 0 | FUEL OIL No. 6 | 0 | 0 | 0
BURNHAM | 3L-100-50-G-YC | 97588 | 100 BHP | GLP | AGUA CALIENTE/HORIZONTAL TUBOS DE FUEGO | S/F | S/F
COLUMBIA | HRT | 145151 | 20 BHP | DIÉSEL | HORIZONTAL PIROTUBULAR | 1995 | 1995
FULTON | 15-E | 33928 | 15 BHP | DIÉSEL | VERTICAL PIROTUBULAR | 1977 | 1977
FULTON | FB-020-A | 63708 | 20 BHP | FUEL OIL No. 2 | VERTICAL | 1992 | 1999
FULTON | FB-020-A | 63010 | 20 | DIÉSEL | VERTICAL | 1992 | 1999
YORK SHIPLEY | SPH-200-6 | H-96176 | 200 | FUEL OIL No. 6 | 0 | 0 | 0
YORK SHIPLEY | SPHV-350-6 | H-96333 | 350 | FUEL OIL No. 6 | 0 | 0 | 0
YORK SHIPLEY | SPHC-500-6 | H-98387 | 500 | FUEL OIL No. 6 | 0 | 0 | 0
YORK SHIPLEY | SPHC-500-6 | H-98387 | 500m bhp | FUEL OIL No. 6 | pirotubular 3 pasos | 1992 | 2018
BRYAN STEAM CORP | MOD.610 | 805 | 10 | DIÉSEL | 0 | 0 | 0
CLEAVER BROOKS | M142-40 | L-40054 | 40 BHP | ACEITE No. 2 DIÉSEL | HORIZONTAL PIROTUBULAR | 1963-08-29 | 1990
KONUS/KESSEL | MOD. 60D | 5637-430646 | 7,5KW | FUEL OIL No. 6 | 0 | 0 | 0
YORK SHIPLEY | SPHC-100-6 | H-52995 | 100 | FUEL OIL No. 6 | 0 | 0 | 0
YORK SHIPLEY | SPHC-150-6 | 74-8157 H-59152 | 150 BHP | FUEL OIL No. 6 | CALDERA | 1974 | 1974
YORK SHIPLEY | SPHV-60-6 | H-58148 | 60 | FUEL OIL No. 6 | 0 | 0 | 0
KEWANEE | HS-50-6 | NB-23905 | 50 | FUEL OIL No. 6 | 0 | 0 | 0
YORK SHIPLEY | SPHV-125-6 | 99-20787 H-12922 | 125 BHP | FUEL OIL No. 6 | HORIZONTAL PIROTUBULAR 3 PASOS | 1999 | 1999
YORK SHIPLEY | SPHC-60-6 | 78-12437 | 60 BHP | FUEL OIL No. 6 | HORIZONTAL PIROTUBULAR 3 PASOS | 1978 | 1978
FULTON | FB-010-A | 36804 | 10 | DIÉSEL | 0 | 0 | 0
FULTON | FB-050-A | 54044 | 50 | DIÉSEL | 0 | 0 | 0
FULTON | FB-010-A | 80981 | 10 | DIÉSEL | 0 | 0 | 0
KEWANEE | H3S-80-0 | 10296 | 80 BHP | GAS LP | PIROTUBULAR HORIZONTAL | S/F | 1996
POWER MASTER | S/M | S/S | 100 BHP | GAS LP | PIROTUBULAR HORIZONTAL | S/F | 1996
YORK SHIPLEY | SPHC-60-6 | 70-978-110 | 60 | FUEL OIL No. 6 | 0 | 0 | 0
YORK SHIPLEY | SPH-200-6 | 78-12068-H-72316 | 200 BHP | FUEL OIL No. 6 | PIROTUBULAR TRES PASOS | 1978 | 1978
YORK SHIPLEY | SPHV-200-6 | 92-18688 | 200 | FUEL OIL No. 6 | 0 | 0 | 0
CLEAVER BROOKS | CB600-250-150 | L-099435 | 250 BHP | FUEL OIL No. 6 | PIROTUBULAR 4 PASOS | 1999 | 2000
POWER MASTER | 3H | 6525006 | 0 | FUEL OIL No. 6 | 0 | 0 | 0
FULTON | FB-020-A | 85599 | 20 BHP | DIÉSEL | VERTICAL | 2000 | 2000
MIURA | TX-200 | 828-29 | 20 BHP | DIÉSEL | VERTICAL | 1993 | 1994
COLUMBIA | HRT-50 | 142502 | 50 | GAS | 0 | 0 | 0
FULTON | FB-030 | 37400 | 30 BHP | GLP/BIOGAS | VERTICAL | 1979 | 2016
FULTON | FB-030-A | 62893 | 30 | DIÉSEL | 0 | 0 | 0
FULTON | FB-030-A | 75136 | 30 BHP | DIÉSEL ACEITE No.2 | VERTICAL | 1998 | 1998
FULTON | FB-30-A | 69565 | 30 BHP | DIÉSEL | VERTICAL PIROTUBULAR | 1994 | S/F
FULTON | FB-030-A | 51407 | 30 | DIÉSEL | VERTICAL | 1987 | 1987
FULTON | FB-030-A | 51407 | 60BHP | DIÉSEL | VERTICAL | S/F | S/F
HURST | S/M | 21615075 | 30BHP | DIÉSEL | VERTICAL | 2001 | 2013
FULTON | FB-030-A | 75108 | 30BHP | DIÉSEL | VERTICAL | 1996 | 1996
CLEAVER BROOKS | M143-20 | L-41098 | 20 BHP | DIÉSEL | PIROTUBULAR | S/F | 1976
YAMATO | SM 510 | CC-097B7X00174 | 29 PSI | ELECRICA | ESTERILIZADOR | S/F | S/F
YAMATO | SM 510 | CC-008B2900019 | 29 PSI | ELECRICA | ESTERILIZADOR | S/F | S/F
SIN MARCA No. 1 | S/M | S/S | 0 | 0 | AUTOCLAVE | 2008 | S/F
TH TALLER HERNANDEZ No.2 | T-C | T-C-CH380 | 400 KG/Hr | 0 | AUTOCLAVE | 2002 | S/F
GROEN No.3 | N60SP | 77963 | 150 Kg/Hr | 0 | MARMITA | S/F | S/F
S/M No. 11 | S/M | S/S | 1000 Kg/Hr | 0 | MARMITA | S/F | S/F
S/M No. 16 | S/S | S/S | 800 Kg/Hr | 0 | MARMITA | S/F | S/F
S/M No.17 | S/S | S/S | 225 Kg/Hr | 0 | MARMITA | S/F | S/F
KEWANEE | 1339-2421199 | 424375 | 0 | DIÉSEL | 0 | 0 | 0
REIMENS ELECTRIC | R-H-60 | 4205 | 52,98 BHP | ELÉCTRICA | ELECTRICA VERTICAL | 1999 | 1999
PARKER BOILER | 103-25 | 961946 | 25 BHP | GAS LP | TUBOS DE AGUA | 1999 | 1999
CONTINENTAL | S/M | E60-40A 4882-3236 | 40 BHP | DIÉSEL ACEITE No.2 | PIROTUBULAR | 1965 | 2008
CONTINENTAL | PA-20A7708 | PA20A | 10 bhp | DIÉSEL | 0 | 1959 | 1960
YORK SHIPLEY | VTB-H-30-2 1558903 | 76-9237 H-67759 | 30 BHP | DIÉSEL | 0 | 0 | 0
FULTON | ICS-30-A | 97175 | 30 BHP | 0 | 0 | 0 | 0
FULTON caldera 1 | FB-030-A | 51431 | 30 bhp | FUEL OIL NO 2 | VERTICAL TUBELESS | 1987 | 1998
ECLIPSE | 200.SM-O-AA.H.PRO | 44169 | 200 BHP | GLP/ BIOGAS/FUEL OIL NO 6 | PIROTUBULAR 2 PASOS | 1974 | 1975
FULTON CALDERA No.1 | FB-030-A | 49970 | 30BHP | FUEL OIL NO 2 | VERTICAL TUBELESS | 1986 | 1990
FULTON CALDERA No.2 | FB-030-A | 70431 | 30BHP | FUEL OIL NO 2 | VERTICAL TUBELESS | 1994 | 2008
YORK SHIPLEY | SPHC-300-6 | 71-11372 H-69220 | 300 BHP | FUEL OIL NO 6 | PIROTUBULAR 3 PASOS | 1979 | 2014-05-28
VOLCANO | 4A-300B-V8 | 3663-6 | 300 BHP | FUEL OIL No. 6 | pirotubular 3 pasos | S/F | 1905-07-10
YORK SHIPLEY | 300-VTB-20-2 | 92-18449 H-98701 | 20 BHP | DIÉSEL | VERTICAL | 1992 | 1992
CLEAVER BROOKS | N/A | N/A | 100 | FUEL OIL No. 6 | 0
YGNYS-PYROPERM | HWLPY | 24475 | 0 | FUEL OIL No. 6 | 0 | 0 | 0
CLEAVER BROOKS | EG-147 | 63174-1 | 12,6000 BTU/HR | 0 | 0 | 0 | 0
YGNYS-PYROPERM | NWPY405 | 15893 | 0 | FUEL OIL No. 6 | 0 | 0 | 0
FULTON | ICS-030 | 82132 | 30 BHP | GAS PROPANO | VERTICAL PIROTUBULAR | 1998 | 1998
KEWANEE | H3S-800-06 | 883881 | 800 BHP | FUEL OIL No. 6 | PIROTUBULAR 3 PASOS WETBACK | 1998 | 1999
ECLIPSE | 0 | 0 | 0 | FUEL OIL No. 6 | 0 | 0 | 0
YORK SHIPLEY | SPHC-125-6 | 67-1860H-38877 | 125 BHP | FUEL OIL No. 6 | PIROTUBULAR 3 PASOS | 1967 | 1967
CLEAVER BROOKS | CB135-80-150 | O-17998 | 80BHP | FUEL OIL No. 6 | HORIZONTAL PIROTUBULAR 4 PASOS | 1958 | 1990
MIURA | TX-200 | 82469 | 0 | DIÉSEL | 0 | 0 | 0
COLUMBIA | C-100 | 0 | 0 | DIÉSEL | 0 | 0 | 0
CYCLOTHERM | 6280 | 9577 BOARD | 60 BHP | DIÉSEL | HRT | 1956 | 1999
CLEAVER BROOKS | M100-30 | L-84203 | 30 BHP | DIÉSEL | HORIZONTAL PIROTUBULAR 4 PASOS | 12/22/1987 | 1987
YORK SHIPLEY | SPHV-50-2 | 94-19325 H-10204 | 50 BHP | DIÉSEL | HORIZONTAL TUBOS DE FUEGO | 1994 | 1994
CLEAVER BROOKS | M100X-60-150 | L-69527 | 60 BHP | DIÉSEL | HORIZONTAL TUBO SE FUEGO 4 PASOS | 1977 | 1982
YORK SHIPLEY | SPHV-60-2 | 87-16841 | 60 | DIÉSEL | 0 | 1977 | 0
CLEAVER BROOKS | CB-100-100 | L-97192 | 100 BHP | DIÉSEL OIL No.2 | HORIZONTAL TUBOS DE FUEGO 4 PASOS | 1977 | 1997
S/M | S/M | S/S | 0 | VAPOR | MARMITA 1 | 1977 | S/F
GROEN | N-150-SP | 64829A | 0 | DIÉSEL | MARMITA 2 | 1977 | 1960
GROEN | N-150-SP | 64029A | 0 | DIÉSEL | MARMITA 3 | 1977 | 1960
FULTON | FB-030-A | 74323 | 30 BHP | DIÉSEL OIL No.2 | VERTICAL TUBELESS | 1977 | 2010
KEWANEE | H5-60-6 | NB22256 | 2070 LB/HR | FUEL OIL No. 6 | HORIZONTAL TUBOS DE FUEGO | 1977 | S/F
FULTON | ICS-060-A | 72434 | 60 | DIÉSEL | 0 | 1977 | 0
FULTON | ICS-060-A | 78069 | 60 | DIÉSEL | VERTICVAL E TUBOS | 1977 | 1997
FULTON caldera No.2 | FB-030-A | 74349 | 30 bhp | DIÉSEL OIL No. 2 | VERTICAL TUBELESS | 1977 | 2004
FULTON | ICS-60 | 84715 | 60 BHP | FUEL OIL No. 2 | VERTICAL TUBELESS | 1977 | 2002
FULTON | ICS-030-A | 77643 | 30 | DIÉSEL | 0 | 0 | 0
CLEAVER BROOKS | VCB | M 8581 | 25 | DIÉSEL | 0 | 0 | 0
CROWN | EC-10 (FT10CE) | 1753-36-291 | 0 | ELECRICA | 0 | 0 | 0
CLEVELAND | KET 12T | 124 | 0 | ELECRICA | 0 | 0 | 0
CROWN | N-150-SP | 25733-C | 0 | ELECRICA | 0 | 0 | 0
CROWN | L-360 | 28850-C | 0 | ELECRICA | 0 | 0 | 0
LONG CHUAN MACH. | TYPE LC-2 | MAF H-814 | 115 | FUEL OIL No. 6 | PIROTUBULAR | 1999-03-01 | 1999
CHING HONG MACHINERY | CH-BE-70 | 8725 | 7.2HP | ELÉCTRICA | ELECTRICA VERTICAL | 1998 | 1998
LATINER BOILER | 10HRT | S/S | 15 BHP | FUEL OIL No. 2 | HORIZONTAL PIROTUBULAR | 1979 | 1993
CHIEN SHUN | C53-W53-3600 | CN 173 | 230 BHP | FUEL OIL No. 6 | HORIZONTAL | 1995 | 1995
CHIEN SHIUN | C53-W53-W 300 | CN3-2139 | 230 BHP | FUEL OIL No. 6 | HORIZONTAL | 1995 | 1995
NUIL BOILER | B.M. | 5377 | 0 | DIÉSEL | 0 | 0 | 0
CLEAVER BROOKS | CB100-150-150 | L-59312 | 150 BHP | FUEL OIL No. 6 | PIROTUBULAR 4 PASOS | 1974 | 1986
YORK SHIPLEY | SPH-200-6 | 71-6513H-51388A | 200 BHP | FUEL OIL No. 6 | PIROTUBULAR 3 PASOS | 1971 | 1986
DEDINI COMBUSTION NO.2 | V-2/5-1800 3.2.1557 | S/S | 65,00 KG/HR | BIOMASA | ACUATUBULAR | 1975 | 2001
DEDINI COMBUSTION No.1 | 3.2.1456 | S/S | 45,000 KG/HR | BIOMASA | ACUATUBULAR DOS DOMOS | 1972 | 1994
DEDINI COMBUSTION NO.3 | V-2/5-F-1800 | 90-18065 | 75,000 KG/HR | BIOMASA | ACUATUBULAR DOS DOMOS | 1977 | 1990
LOOK OUT | 0 | 0 | 0 | FUEL OIL No. 6 | 0 | 0 | 0
S/M | S/M | S/S | 20 BHP | FUEL OIL No. 6 | PIROTUBULAR | 1930 | 1960
FULTON BOILERS | FB-050-A | 63866 | 50 BHP | DIESEL | VERTICAL | 1992 | 1992
CLEAVER BROOKS | CB100-80-200 | L-89153 | 80 BHP | DIÉSEL | HORIZONTAL TUBOS DE FUEGO | 1990 | S/F
FULTON | FBS-100A-3P | F1049069A | 100BHP | DIÉSEL | HORIZONTAL TUBOS DE FUEGO | 2017 | 2017-12-01
KUPPERSBUSH 1 (COCCION POLLO) | S/M | 18556 | 0 | 0 | MARMITA 1: COCCION POLLO | 0 | S/F
KUPPERSBUSH 2 (COCCION FRIJOL) | S/M | 18557 | 0 | 0 | MARMITA 2: COCC ION FRIJOLES | 0 | S/F
KUPPERSBUSH 3 (COCCION FRIJOL) | S/M | 18589 | 0 | 0 | MARMITA 3: FRIJOLES | 0 | S/F
KUPPERSBUSH 4 (COCCION SOPA) | S/M | 18558 | 0 | 0 | MARMITA 4: SOPA | 0 | S/F
KUPPERSBUSH 5 (COCCION ATOL Y LECHE) | S/M | S/S | 0 | 0 | MARMITA 5:ATOL Y LECHE | 0 | S/F
KUPPERSBUSH 6 (COCCION SOPA DIETAS) | S/M | S/S | 0 | 0 | MARMITA6: SOPA DIETA | 0 | S/F
GENTINGE AB 1 (INSTRUMENTAL QUIRURGICO) | GE6612-2 | 900184 | 0 | 0 | AUTOCLAVE 1 | 0 | S/F
TUTTNAVERN 2 (INSTRUMENTAL QUIRURGICO) | 218844 | 3040010 | 0 | 0 | AUTOCLAVE 1 | 0 | S/F
TUTTNAVER 3 (INSTRUMENTAL QUIRURGICO) | 214059 | 304400009 | 0 | 0 | AUTOCLAVE 1 | 0 | S/F
CISA 4 (INSTRUMENTAL QUIRURGICO) | 6415GL | 24517 | 0 | 0 | AUTOCLAVE 1 | 0 | S/F
SOUTHERM CROSS 1 (ESTERILIZACION LECHE) | F550S | 9007-F550-S-1 | 0 | 0 | ESTERILIZADOR | 0 | S/F
SOUTHERM CROSS 2 (ESTERILIZADOR LECHE) | F550S | 9007-F550-S-2 | 0 | 0 | ESTERILIZADOR | 0 | S/F
AUSSENAC | AUS-HG15 | 1024-00 | 15 | GAS | PIROTUBULAR | 0 | 0
SAM HO BOILER | 1-1001-11090 | 921433 | 30 | DIÉSEL | 0 | 0 | 0
POWER MASTER caldera No.3 | 3 | 7120010 | 200 bhp | FUEL OIL No. 6 | PIROTUBULAR 3 PASOS | 1972 | 1995
POWER MASTER | MOD. 3H | 6220003/68 | 200 | FUEL OIL No. 6 | 0 | 0 | 0
YORK SHIPLEY | SPHC-150-6 | 74-8157 H-59152 | 150 BHP | FUEL OIL No. 6 | CALDERA | 1974 | 1974
CLEAVER BROOKS caldera No.1 | CB600-400-200 | L-65725 | 400 bhp | FUEL OIL No. 6 | PIROTUBULAR 4 PASOS | 1978 | 1995
YORK SHIPLEY | SPHC-50-6 | H-95822 | 50 | FUEL OIL No. 6 | 0 | 0 | 0
CLEAVER BROOKS | CBW100-100 | L-94537 | 100 BHP | BUNKER C | HORIZONTAL TUBOS DE FUEGO | 1995-09-14 | S/F
STERIBRU | 5TB5 | 50,416 | 0 | 0 | AUTOCLAVE | 0 | 2011
TECNOFISH | AH-02C-15-1P-B1 | 09-022-01-02 | 0 | 0 | AUTOCLAVE | 0 | 2009
TECNOFISH | AH-02C-15-1P-B1 | 09-022-01-01 | 0 | 0 | AUTOCLAVE | 0 | 2009
STERIBRU (4) | STB1 | 169 | 0 | 0 | AUTOCLAVE 4 | S/F | S/S
SM (VERTICAL) | S/M | S/S | 0 | 0 | MARMITA VERTICAL | S/F | S/S
GROEN (COCIMIENTO1) | MW/DG-T100 SP | 1971 | 0 | 0 | MAMITA DE COCIMIENTO1 | S/F | S/S
S/M (COCIMIENTO2) | S/M | S/S | 0 | 0 | MAMITA DE COCIMIENTO2 | S/F | S/S
Lee Metal Products Co. (COCIMIENTO3) | S/M | 373E | 0 | 0 | MAMITA DE COCIMIENTO3 | S/F | S/S
S/M (1) | S/M | S/S | 0 | 0 | TANQUE MASERADORA 1 | S/F | S/S
S/M (2) | S/M | 373E | 0 | 0 | TANQUE MASERADORA 2 | S/F | S/S
CLEAVER BROOKS | CB100-400 | L-61629 | 400 BHP | BUNKER C | HORIZONTAL TUBOS DE FUEGO 4 PASOS | 110dic1976 | 2000
YORK SHIPLEY | 300VTB-20 | H-99140 | 20 BHP | DIÉSEL | VERTICAL | 1992 | 1992
YORK SHIPLEY | SPHC-40-6 | 68-3345 | 40 BHP | FUEL OIL No. 6 | HORIZONTAL PIROTUBULAR 3 PASOS | 1968 | 1968
YORK SHIPLEY | SPHC-100-6 | 73-7327 | 100 | FUEL OIL No. 6 | HORIZONTAL PIROTUBULAR 3 pasos | 1973 | 1973
YORK SHIPLEY | SPHV-60-2 | 87-16835 | 60 | DIÉSEL | 0 | 0 | 0
YORK SHIPLEY | SPHV-60-2 | 87-16836 | 60 | DIÉSEL | 0 | 0 | 0
SAM HO BOILER | 1-1101 11090 | 9470 | 0 | DIÉSEL | 0 | 0 | 0
CLEAVER BROOKS | CB600-150-150 | L-90266 | 150 BHP | FUEL OIL No. 6 | IGNEOTUBULAR | 1991 | 1991
FULTON | FB-015-A | 60342 | 15 BHP | DIÉSEL OIL No.2 | VERTICAL TUBELESS | 1990 | 1990
CONSOLIDATED | CT | 8993 | 15 | ELÉCTRICA | 0 | 0 | 0
COLUMBIA | CT | 105737 | 15 BHP | DIÉSEL OIL No.2 | VERTICAL TUBELESS | 1973 | 1973
CONSOLIDATED STILL & STERILIZER | 20 D 36 | 7590 | S/S | ELECTRICA | AUTOCLAVE | S/A | S/A
CONSOLIDATED | 20 D 48 | 11915 | S/S | ELECTRICA | AUTOCLAVE | 2014 | 2014
COMBUSTION ENGINEER COING | UV3055 | S/S | 120,000 LB/HR | BIOMASA | ACUATUBULAR | 1998 | 1998
BABCOCK & WILLCOX | S/M | S/S | 60,000 LB/HE | BIOMASA | ACUATUBULAR DE DOS DOMOS | S/F | 1978
ERIE CITY IRONWORKS | 66127 | 0 | 0 | BIOMASA | ACUATUBULAR DE DOS DOMOS | S/F | 1978
POWER MASTER No. S-1468 | 6 | 7115001 | 150 BHP | BUNKER C | HORIZONTAL TUBOS DE FUEGO | 1971 | 0
HURST | S300 LPG-100-150 | DS 500150-56 | 100 BHP | GLP | HORIZONTAL TUBOS DE FUEGO | 2016 | 2016
POWER MASTER | 6 | 7115002 | 150 BHP | BUNKER C | HORIZONTAL TUBOS DE FUEFGO | 1971 | 0
HURST | S300 LPG-100-150 | DS 500150-57 | 100 BHP | GLP | HORIZONTAL TUBOS DE FUEGO | 2016 | 2016
CLEAVER BROOKS | VCB | 0 | 0 | DIÉSEL | 0 | 0 | 0
WILLIAM & DAVIS | 30-170 | 19911-1991 | 30 | DIÉSEL | VERTICAL | S/F | S/F
FULTON | ICS-30-A | 75496 | 30 | GLP | VERTICAL SIN TUBOS | 1996 | 2017
FULTON | ICS-30-A | 75496 | 30 bhp | GLP | VERTICAL SIN TUBOS | 1996 | 1996
BALTIMORA MD | S/M | 7213 | 0 | 0 | MARMITA | 0 | 0
FULTON | ICS-30-A | 75497 | 30 | GLP | 0 | 0 | 0
FULTON | FB-030-A | 63814 | 30 BHP | DIÉSEL | VERTICAL | 1992 | 1993
COLUMBIA | CT | 142244 | 10 | DIÉSEL | 0 | 0 | 0
I HSIANG STEAM BOILER | JT-500VD | 77124 | 32 | DIÉSEL | 0 | 0 | 0
FULTON | FB-060-A | 43854 | 60 BHP | DIÉSEL | VERTICAL TUBELESS | 1983 | 1997
COMBUSTION ENGINEERING 2 | TUBOS DE AGUA | S/S | 150,000 LB/HR | BIOMASA | DE RADIACION | 1956 | 2000
POWER MASTER | JL | N/D | 30 | DIÉSEL | 0 | 0 | 0
Lee Metal Products Co. | U69 | 541 M | 8/58 | ELECRICA | 0 | 0 | 0
Lee Metal Products Co. | S/M | 217 B | 3/46 | ELECRICA | 0 | 0 | 0
MANUFACTURA ITALIANA | N/D | N/D | 100 | DIÉSEL | 0 | 0 | 0
Electric Pressure Steam | N°25 X | s/M | 0 | VAPOR | 0 | 0 | 0
LOOKOUT | JH | N/D | 60 | DIÉSEL | 0 | 0 | 0
CLEAVER BROOKS | CB100-300-150 | OL097333 | 300 BHP | DIÉSEL | PIROTUBULAR 4 pasos | 1997 | 1997
CONSOLIDATED | TMAX8 | 2711014 | 0 | 0 | AUTOCLAVE | 0 | 0
MATACHANA | S1000 | 39064 | 0 | 0 | AUTOCLAVE | 0 | 0
TUTTNAVER | SMART TS740EC2NX-C | TS74-CM16-15816-01-03 | 0 | 0 | AUTOCLAVE | 0 | 0
CONSOLIDATED | 24D36 | 21581 | 0 | 0 | AUTOCLAVE | 0 | 0
CONSOLIDATED | SR-24FMCV | 060397 | 0 | 0 | AUTOCLAVE | 0 | 0
MATACHANA | SR24FMCV | 060497 | 0 | 0 | AUTOCLAVE | 0 | 0
CASTLE | S1000 | 38995 | 0 | 0 | AUTOCLAVE | 0 | 0
tuttNAVER | 3870 El | S/S | 0 | 0 | autoclave | 0 | 0
RAYPA | AHS-75-DAY | 38426 | 0 | 0 | AUTOCLAVE | 0 | 0
ATURDY | SA-232X | 160700010-004 | 0 | 0 | AUTOCLAVE | 0 | 0
CLEAVER BROOKS | CB100-200-150 | L-69214 | 200 | DIÉSEL | 0 | 0 | 0
CLEAVER BROOKS | CB600-150-150 | L-68285 | 150 BHP | DIÉSEL | PIROTUBULAR 4 pasos | 1979 | 1980
FULTON | FB-030-2 | 74377 | 30 | DIÉSEL | 0 | 0 | 0
POWER MASTER | D3E-100-150 | A-3049 | 100BHP | FUEL OIL No. 6 | HORIZONTAL PIROTUBULAR | 1995 | 1996
I HSIANG STEAM BOILER | ST 500 VD | 97107 | 500 BHP | DIÉSEL No. 2 | VERTICAL TUBELESS | 1998 | 2011
ATTSU | RL-1000/8 | 3.637 | 1,000 KG/HR | DIÉSEL | HORIZONTAL PIROTUBULAR 3 pasos | 2018 | 2018
I HSIANG STEAM BOILER | IB | 0 | 0 | FUEL OIL No. 6 | 0 | 0 | 0
COLUMBIA | CT | 145792 | 10 | DIÉSEL | 0 | 0 | 0
CLEAVER BROOKS | CB600-150-150 | L-95007 | 150 | FUEL OIL No. 6 | 0 | 0 | 0
CLEAVER BROOKS | CB600-500-200 | L-55576 | 500 | FUEL OIL No. 6 | 0 | 0 | 0
CLEAVER BROOKS | CB100-80-200 | L-89152 | 80 | DIÉSEL | 0 | 0 | 0
FULTON | FBS-100A-3P | F1049089A | 100BHP | DIESEL | HORIZONTAL TUBOS DE FUEGO | 2017 | 2017-12-01
CHING HONG MACHINERY | 0 | 8834 | 8.6 | ELÉCTRICA | 0 | 0 | 0
YORK SHIPLEY caldera 1 | SPHV-150-6 | 97-2046 H-12525 | 150 bhp | GLP | PIROTUBULAR 3 PASOS | 1997 | 1999
NISSEN | 75BP-R3Z | A10357-89 | 0 | 0 | AUTOCLAVE | 0 | DEC98
NISSEN | 75BP-R3Z | 12398 | 0 | 0 | AUTOCLAVE | 0 | 1984-09-01
NISSEN | 75BP-R3 | A10541-84 | 0 | 0 | AUTOCLAVE | 0 | 1999-10-01
NISSEN | 75BP-R3Z | 12418 | 0 | 0 | AUTOCLAVE | 0 | 1989-01-01
NISSEN | 75BP-R3Z | 10852 | 0 | 0 | AUTOCLAVE | 0 | 1999-11-01
NISSEN | 15BP-RZ2 | 12439 | 0 | 0 | AUTOCLAVE | 0 | 1997-11-01
NISSEN | 16BP-RZ | 12358 | 0 | 0 | AUTOCLAVE | 0 | 1999-11-01
NISSEN | 17BP-RZ2 | 12434 | 0 | 0 | AUTOCLAVE | 0 | 1997-11-01
NISSEN | 18BP-RZ | 12357 | 0 | 0 | AUTOCLAVE | 0 | 1997-02-01
NISSEN | 19BP-RZ | 12336 | 0 | 0 | AUTOCLAVE | 0 | 2009-11-01
NISSEN | 2.5RP-F-A4 1 | 13031 | 0 | 0 | AUTOCLAVE | 0 | 2009-11-01
NISSEN | 3.5RP-F-A4 2 | 13031 | 0 | 0 | AUTOCLAVE | 0 | 2009-11-01
NISSEN | 4.5RP-F-A4 3 | 13031 | 0 | 0 | AUTOCLAVE | 0 | 2009-11-01
NISSEN | 5.5RP-F-A4 4 | 13031 | 0 | 0 | AUTOCLAVE | 0 | 2005-05-01
NISSEN | 1RP-F-A4 1 | 12822 | 0 | 0 | AUTOCLAVE | 0 | 2005-05-01
NISSEN | 2RP-F-A4 2 | 12822 | 0 | 0 | AUTOCLAVE | 0 | 2005-05-01
NISSEN | 3RP-F-A4 3 | 12822 | 0 | 0 | AUTOCLAVE | 0 | 2005-05-01
NISSEN | 4RP-F-A4 4 | 12822 | 0 | 0 | AUTOCLAVE | 0 | 1999-10-01
TEXAM CO LTD | 5/5RP-F A | 2356 | 0 | 0 | AUTOCLAVE | 0 | 1999-10-01
TEXAM CO LTD | 6/5RP-F B | 2356 | 0 | 0 | AUTOCLAVE | 0 | 1995-02-01
TEXAM CO LTD | 7/5RP-F | 2258AB | 0 | 0 | AUTOCLAVE | 0 | 1992-05-01
TEXAM CO LTD | 8/5RP-F A | 2151 | 0 | 0 | AUTOCLAVE | 0 | 1992-05-01
TEXAM CO LTD | 9/5RP-F B | 2151 | 0 | 0 | AUTOCLAVE | 0 | 1993-11-01
TEXAM CO LTD | 10/5RP-F A | 2233 | 0 | 0 | AUTOCLAVE | 0 | 1993-11-01
TEXAM CO LTD | 11/5RP-F B | 2233 | 0 | 0 | AUTOCLAVE | 0 | 1992-11-01
YOSHIDO KOGYO LTD | TDM5S3-5700 | 212 | 0 | 0 | AUTOCLAVE | 0 | 1993-11-01
YOSHIDO KOGYO LTD | TDM5S3-5699 | 225 | 0 | 0 | AUTOCLAVE | 0 | 1993-11-01
YORK SHIPLEY | SPHV-250-6 | H-11263 | 250 | FUEL OIL No. 6 | 0 | 0 | 0
YORK SHIPLEY | SPHC-150-6 | H-76107 | 150 | FUEL OIL No. 6 | 0 | 0 | 0
CYCLOTHERM | 4273 | 7830 | 0 | DIÉSEL | 0 | 0 | 0
CLEAVER BROOKS | CBDEN8A | L-7280 | 30 bhp | DIÉSEL | horizontal | 1971 | 1985
COLUMBIA | 30 | 32290 | 30 BHP | DIÉSEL | horizontal | 1971 | 1985
FERLEX | 1O PNEUS | GRUPO 4 CAT 4 CLASE 6 | 0 | VAPOR | horizontal | 1971 | 1985
CLEAVER BROOKS | CB600-125-150 | L-80458 | 125 | FUEL OIL No. 6 | horizontal | 1971 | 1985
YORK SHIPLEY | SPHC-500-6 | 93-19216 | 500 | FUEL OIL No. 6 | 0 | 0 | 0
YORK SHIPLEY | SPHC-1000-6 | 78-72177 | 1000 | FUEL OIL No. 6 | 0 | 0 | 0
YORK SHIPLEY | SPHC-500-6 | 66-0779-H (34936) | 500 | FUEL OIL No. 6 | 0 | 0 | 0
YORK SHIPLEY | SPHC-500-6 | 66-0779-H (34936) | 500 BHP | FUEL OIL No. 6 | PIROTUBULAR HORIZONTAL | 1966 | 2017
ABCO | 1000 AMC | 13322 | 1000 | FUEL OIL No. 6 | 0 | 0 | 0
CLEAVER BROOKS | M100-30-150 | L-90497 | 30 BHP | DIÉSEL OIL No.2 | PIROTUBULAR 4 PASOS | 1990 | 1992
KEWANEE | KVSH-84 | NB21770 | 169 | FUEL OIL No. 6 | 0 | 0 | 0
YORK SHIPLEY | SPHV-150-6 | H-98225 | 150 | FUEL OIL No. 6 | 0 | 0 | 0
CICLONIK | 2000 | 72013 | 60 | DIÉSEL | 0 | 0 | 0
KONUS/KESSEL | KV-0.8/25 | 1875400 | 930 | DIÉSEL | 0 | 0 | 0
KONUS KESSEL | KV-0.8/50 | 118812000 | 930 KW | FUEL OIL No. 6 | VERTICAL PIROTUBULAR FLUIDO TERMICO | 1997 | 1997
BERTRAMS KONUS | BKV 750725 | 9688 | 814 KW | DIÉSEL OIL No.2 | PIROTUBULAR 3 PASOS | 1989 | 2008
YORK SHIPLEY caldera No. 3 | SPHV-500-6 | 89-17743 H-96314 | 500 BHP | FUEL OIL No. 6 | PIROTUBULAR 3 PASOS | 1996 | 1996
CLEAVER BROOKS | CB600-700-150 | L-096038 | 700 BHP | FUEL OIL No. 6 | PIROTUBULAR 4 PASOS | 1996 | 1996
YORK SHIPLEY | SPHC-40-6 | H-45916 | 40 | FUEL OIL No. 6 | 0 | 0 | 0
YORK SHIPLEY | SPHV-200-6 | 94-19260 H-10052 | 200 BHP | FUEL OIL No. 6 | pirotubular 3 pasos | 1994 | 2010
YORK SHIPLEY caldera 2 | SPHV-150-6 | 00-21013 H-14212 | 150 bhp | GLP | PIROTUBULAR 3 PASOS | 2000 | 2000
YOSHIDO KOGYO LTD | TDM8S-5700 | 38 | 03 KG/CM2 | 0 | AUTOCLAVE | 0 | 1984-11-01
YOSHIDO KOGYO LTD | TDM8S-57 | 80 | 03 KG/CM2 | 0 | AUTOCLAVE | 0 | 1984-03-01
YOSHIDO KOGYO LTD | TDM5S-57 | 161 | 03 KG/CM2 | 0 | AUTOCLAVE | 0 | 1984-03-01
YOSHIDO KOGYO LTD | TDM5S-57 | 163 | 03 KG/CM2 | 0 | AUTOCLAVE | 0 | 2007-09-01
NISSEN | 0.5RP-F-A5 | 1/2937 | 0.40 MPAG | 0 | RODILLO | 0 | 2007-09-01
NISSEN | 0.5RP-F-A5 | 1/2937 | 0.40 MPAG | 0 | RODILLO | 0 | 2007-09-01
NISSEN | 0.5RP-F-A5 | 1/2937 | 0.40 MPAG | 0 | RODILLO | 0 | 2007-09-01
NISSEN | 0.5RP-F-A5 | 1/2937 | 0.40 MPAG | 0 | RODILLO | 0 | 2007-09-01
NISSEN | 0.5RP-F-A5 | 1/2937 | 0.40 MPAG | 0 | RODILLO | 0 | 2015
NISSEN | TYPE 5BHP-R4-2 | 13214 | 0.981 MpaG | 0 | RODILLO | 0 | 2015
NISSEN | TYPE 5BHP-R4-2 | A11186-15 | 0.981 MpaG | 0 | RODILLO | 0 | 1992
YOSHIDO KOGYO LTD | TDM853-57000 | 119 | 03 KG/CM2 | 0 | HORIZONTAL PIROTUBULAR 3 PASOS | 1976 | S/F
POWER MASTER | 3H-3 | A-3049 | 100 | FUEL OIL No. 6 | 0 | 0 | 0
YORK SHIPLEY | SPHC-100-6 | 76-10740 H667131 | 100 BHP | FUEL OIL No. 6 | HORIZONTAL PIROTUBULAR 3 PASOS | 1976 | S/F
FULTON | ICS-020-A | 77132 | 20 | DIÉSEL | 0 | 0 | 0
FULTON | ICS-020-A | 77066 | 20 | DIÉSEL | 0 | 0 | 0
YORK SHIPLEY | SPHC-150-6 | 72-12661 H-74911 | 150 BHP | FUEL OIL No. 6 | PIROTUBULAR TRES PASOS | 1979 | 1979
YORK SHIPLEY | SPHV-200-6 | 96-19982H-11816 | 200 BHP | FUEL OIL No. 6 | PIROTUBULAR TRES PASOS | 2000 | 2000
CLEAVER BROOKS | CB600-125-150 | L-57115 | 125 | FUEL OIL No. 6 | 0 | 0 | 0
CLEAVER BROOKS | CB600-400-150 | L-85019 | 400 | FUEL OIL No. 6 | 0 | 0 | 0
CLEAVER BROOKS | CB600-400-150 | L-85019 | 400 | FUEL OIL No. 6 | 0 | 0 | 0
COMBUSTION ENGINEERING | CE-HRT | 17055 | 100 | BIOMASA | PIROTUBULAR | 0 | 0
COMBUSTION ENGINEERING | CE-HRT | 15021 | 100 | BIOMASA | PIROTUBULAR | 0 | 0
INDUSTRIAL BOILER CO. | PP-20-3PV | 201161 | 20 | DIÉSEL | 0 | 0 | 0
ECLIPSE | 188-HS | 3125-HD-5F | 0 | GAS | 0 | 0 | 0
INDUSTRIAL BOILER CO. | PP-20-3PV | 201153 | 20 | GAS | 0 | 0 | 0
POWER MASTER | 3 | 6912-516 | 0 | FUEL OIL No. 6 | 0 | 0 | 0
SIDUX | 16OC | 39331 | 0 | DIÉSEL | MOVIL | 1993 | 1993
JOHNSTON BOUILER | PFTA-300-4H200S | 9281-01 | 300 BHP | FUEL OIL No. 6 | HORIZONTAL PIROTUBULAR 4 PASOS | 1994 | 1994
YORK SHIPLEY | SPHC-300-6 | 75-10460 | 0 | 0 | 0 | 0 | 0
FULTON | ICS-80 | 28150 | 80 HP | GAS LPG | VERTICAL | 1998 | 1998
FULTON | MS DC 2070 | 72415 | 80 HP | GAS LPG | VERTICAL | 1995 | 2013
S/M | S/M | S/M | 0 | DIÉSEL | 0 | 0 | 0
KEWANEE | H3S-200-6 | R6273 | 200 BHP | DIÉSEL | 0 | 0 | 0
FULTON | FB-020-A | 51610 | 20 | DIÉSEL | 0 | 0 | 0
FULTON | FB-020-A | 51610 | 20 BHP | DIÉSEL | PIROTUBULAR | 1987 | 2018
INDUSTRIAL BOILER CO. | PP15-3PV-02 | 20727 | 15 | DIÉSEL | 0 | 0 | 0
CLEAVER BROOKS | CB600-250-150 | L-23121 | 250 BHP | FUEL OIL No. 2 | PIROTUBULAR HORIZONTAL 4 PASOS | 1960 | 1995
FULTON | FB-015-A | 63025 | 15 BHP | DIÉSEL | VETICAL TUBELES | 1991 | 1991
STANDAR KESSEL | IF-371-80 | 15601A370 | 80 | FUEL OIL No. 6 | 0 | 0 | 0
KEWANEE | H5-30-0 | NB22084 | 30 | DIÉSEL | 0 | 0 | 0
MAURI | TX 200-A | 828-29 | 30BHP | DIÉSEL | VERTICAL | 1995 | 1998
THE BIGELOW CO. | 9508 | 10577 | 0 | FUEL OIL No. 6 | 0 | 0 | 0
CLEAVER BROOKS | CB600-100-150 | L-99478 | 0 | FUEL OIL No. 6 | 0 | 0 | 0
YORK SHIPLEY CALDERA No. 1 | SPHC-100-6 | 85-99657 | 100 BHP | FUEL OIL No. 6 | PIROTUBULAR 3 PASOS | 1965 | 1965
YORK SHIPLEY CALDERA No. 2 | SPHC-100-6 | 73-7500 H57432 | 100 BHP | FUEL OIL No. 6 | HORIZONTAL TUBOS DE FUEGO | 1973 | 1973
YORK SHIPLEY | 0 | 78-12078 | 100 | FUEL OIL No. 6 | 0 | 0 | 0
YORK SHIPLEY | SPHC-100-6 | 78-8998 H-62462 | 100 BHP | FUEL OIL No. 6 | PIROTUBULAR 3 PASOS | 1975 | 1994
YORK SHIPLEY | SPHC-100-6 | 78-8998 H-62462 | 100 BHP | FUEL OIL No. 6 | PIROTUBULAR 3 PASOS | 1975 | 1994
BABCOCK & WILLCOX | 13R-134-135 | 0 | 0 | 0 | 0 | 0 | 0
BABCOCK & WILLCOX | 0 | 0 | 0 | 0 | 0 | 0 | 0
BABCOCK & WILLCOX | 0 | 0 | 0 | 0 | 0 | 0 | 0
SUPERIOR BOILER WORKS INC. | 54X16X846 | S/S | 2,933 LB/HR | BIOMASA | HORIZONTAL PIROTUBULAR | 1986 | 1989
COMBUSTION ENGINEERING | S/M | S/S | 7,000 LB/HR | BIOMASA | HORIZONTAL PIROTUBULAR | 1984 | S/F
SUPERIOR BOILER | 84X20X2900 | 0 | 0 | 0 | 0 | 0 | 0
SUPERIOR BOILER | 66X18X1500 | 11082 | 0 | 0 | 0 | 0 | 0
SUPERIOR BOILER | 72X18X2000 | S/S | 0 | 0 | 0 | 0 | 0
KEWANEE | S/M | S/S | 0 | 0 | PIROTUBULAR 3 PASOS | 1979 | 2014-05-01
YORK SHIPLEY | SPH-200-6 | 79-12737 H-74919 | 200 BHP | Fuel Oil N° 6 | 0 | 0 | 0
CLEAVER BROKS | CB 186-80 | L-42566 | 80 bhp | GAS GLP | 0 | 0 | 0
DEDINE | V-2/5-F1800 | 0 | 0 | 0 | 0 | 0 | 0
DEDINE | V-2/5-F1800 | 0 | 0 | 0 | 0 | 0 | 0
SUPERIOR BOILER WORKS INC. | 72X18X200 | S/S | 300 BHP | BIOMASA | PIROTUBULAR HORIZONTAL | 1992 | 2007
SUPERIOR BOILER | HRT 60X28X125 | 9756 | 0 | BIOMASA | 0 | 0 | 0
ELECTRIC | RH 12 | 21361 | 0 | 0 | 0 | 0 | 0
FULTON | FB-060-A | 65545 | 60 | DIÉSEL | 0 | 0 | 0
FULTON | FB-060-A | 65606 | 60 | DIÉSEL | 0 | 0 | 0
FULTON | FB-030-A | 66719 | 30 | DIÉSEL | 0 | 0 | 0
DISTRAL | NB 683 | A2296 | 0 | BIOMASA | 0 | 0 | 0
UNION IRON WORKS | S/M | S/S | 130,000 BHP | BIOMASA | ACIATUBULAR | 1954 | 1996
BABCOCK & WILLCOX | LIPTAK | S/S | 0 | BIOMASA | 0 | 0 | 0
FULTON | FB-015-A | 71892 | 15 bhp | DIÉSEL | vertical | 1994 | 0
FULTON | FB-015-A | 71892 | 15 bhp | DIÉSEL | VERTICAL PIROTUBULAR | 1994 | 2017
COLUMBIA | CTR | HP35 | 30 bhp | DIÉSEL | VERTICAL PIROTUBULAR | 1994 | 1994
SQUIER | S/M | 96370 | 70 BHP | BIOMASA | HRT | 0 | 0
LEO & SQUIR MFG Co. | S/M | S/N | 90 BHP | BIOMASA | 0 | 0 | 0
LEO & SQUIR MFG Co. | S/M | M/S | 130 BHP | BIOMASA | 0 | 0 | 0
THE D´CONNELLS | S.Y. | S. S. | 200 BHP | BIOMASA | ACUATUBULAR | S/F | S/F
COLUMBIA | N/A | N/A | 5 | DIESEL | 0 | 0 | 0
FULTON | N/A | N/A | 5 | DIESEL | VERTICAL PIROTUBULAR | OCTUBRE2017 | 2017
COMBUSTION ENGINEERING | YFTB 1242 | 16213 | 0 | BIOMASA | 0 | 0 | 0
ABCO No. 1 | 3143-SA178A | 9321 | 10,350,00 LB/HR | BIOMASA | PIROTUBULAR | 1993 | 1993
ABCO No.2 | 3465-SA178A | 9803-1 | 10,350.00 | BIOMASA | PIROTUBULAR | 1998 | 1998
FULTON | ICS-030-A | 78098 | 30 BHP | DIÉSEL | VERTICAL | 1997 | 1997
SUPERIOR BOILER | 66X18X1500 | 0 | 0 | 0 | PIROTUBULAR HORIZONTAL | 1998 | 1998
SUPERIOR BOILER WORKS INC. | HRT-96-21-4000 | S/S | 20,000 LB/HR | BIOMASA | PIROTUBULAR 4 PASOS | 1978 | 1999
YORK SHIPLEY | SPHV-50 N 93948 | 84-15579 H-88168 | 50 BHP | GLP | 0 | 0 | 0
CLEAVER BROOKS | M142X-50-150 | L-65432 | 50 BHP | DIÉSEL | AUTOCLAVE | 0 | 0
MAZDEN | AVI1250/1 | 023/00 | 0 | 0 | VERTICAL SIN TUBOS DE FUEGO | 1969 | S/F
YORK SHIPLEY | VTB-16-138191 | 69-4348 | 16 BHP | DIÉSEL | AUTOCLAVE | S/F | S/F
SEMCO | LD2038FMY-1 | 48087 | 0 | 0 | AUTOCLAVE | S/F | S/F
CASTLE | 2036 | 432110 | 0 | 0 | ESTERILIZADOR | S/F | S/F
PRIMUS | PSS520V5-C38 | 15658/558 | 0 | 0 | HORIZONTAL TUBOS DE FUEGO | 1271989 | 1989
cleavers brokks | M100-40 | L-85668 | 40 BHP | GLP | horizontal rubos de fuego | 1989-01-27 | 1989
YORK SHIPLEY | SPHV-350-6 | 95-19762 | 350 | FUEL OIL No. 6 | 0 | 0 | 0
YORK SHIPLEY | SPHC-800-6 | 99-20574 H-12646 | 800 BHP | FUEL OIL No. 6 | PIROTUBULAR 3 PASOS | 1999 | 1999
CLEAVER BROOCKS (USA) | 4WI 400.805-150ST | T5959-1-1 | 800 BHP | FUEL OIL No.6/ GLP | pirotubular 4 pasos dryback | 2017 | 2017
COLUMBIA | NTL BOARD -138455 | 148475 CT | 540 LB/HR | DIÉSEL | pirotubular 4 pasos wet back | 1998 | 1999
FULTON | FB-020-A | 76772 | 20 | DIÉSEL | 0 | 0 | 0
COCHRAN (WIE CHIEFTAIN) | S/M | 20/9272 | 52.5 BHP | DUAL: GLP/DIESEL | HORIZONTAL TUBOS DE FUEGO | 1992 | AGOSTO-2000
CLEAVER BROOKS | CB100-150-150 | L-71190 | 150 | DIÉSEL | 0 | 0 | 0
YORK SHIPLEY | SPHV-100-N/2 | 87-16952H-94222 | 100 | DIÉSEL | 0 | 0 | 0
YORK SHIPLEY | SPHV-100-N/2 | 87-16952H-94222 | 100 BHP | DIÉSEL | 0 | 0 | 0
NAOMOTO INDUSTRIAL LTD No.3 | NB-36C | H-03376 | 0 | ELÉCTRICA | CALDERIN | S/F | S/F
REIMERS | AR | 59447 | 0.8 | ELECTRICA | 0 | 0 | 0
REIMERS | AR | 59448 | 0.8 | ELECTRICA | 0 | 0 | 0
NGHAI SHING | AR | 87247 | 0 | ELECTRICA | 0 | 0 | 0
PACIFIC STEAM | b-725 HRT | 6312 | 0 | ELÉCTRICA | CALDERIN | S/F | S/F
FULTON | FA-020-F | 47586 | 20 | DIÉSEL | 0 | 0 | 0
YORK SHIPLEY | SPHV-125-6 958771 | 94-19533 H-10526 | 125 BHP | FUEL OIL No. 6 | HORIZONTAL TUBOS DE FUEGO | 1994 | S/F
CYCLOTHERM | 0 | 10260 | 0 | FUEL OIL No. 6 | 0 | 0 | 0
FULTON | FB-030-A | 82574 | 30 bhp | FUEL OIL No. 6 | HORIZONTAL TUBOS DE FUEGO 4 PASOS | 1989-06-19 | 1989-11-01
FULTON | FB-030-A | 82574 | 30 bhp | FUEL OIL No. 6 | HORIZONTAL TUBOS DE FUEGO 4 PASOS | 1989-06-19 | 1989-11-01
CLEAVER BROOKS | M100-20-150 | L-85667 | 20 BHP | DIÉSEL | 0 | 0 | 0
CLEAVER BROOKS | M100-40 | L-86494 | 40 bhp | DIÉSEL CAMBIO A GAS LP | HORIZONTAL TUBOS DE FUEGO 4 PASOS | 32745 | 1989-12-01
FULTON | FB-050-A | 59723 | 50 BHP | DIÉSEL | VERTICAL TUBOS DE FUEGO | 2000 | 2000
FULTON | FB-050-A | 86925 | 50 BHP | DIESEL | 0 | 0 | 0
FULTON | FB-020-A | 99188 | 20 BHP | GLP | CALDERIN | S/F | S/F
PACIFIC STEAM | PSE-4 9KW | 3492 | 9KW | ELÉCTRICA | PIROTUBULAR 4 PASOS | 1982 | 1982
CLEAVER BROOKS | CB100-150-150 | L-71191 | 150 bhp | FUEL OIL No. 2 | pirotubular 4 pasos | 1982 | 1982
TUTTNAUER (AUTOCLAVE) | TMAX 8-2V EP | 1102058 | S/C | S/C | ESTERILIZADOR | 0 | 0
GETINGE WERKE (ESTERILIZADOR) | GE1250EK | 50245-05-01 | S/C | S/C | AUTOCLAVE | S/F | S/F
MARKET FORGE | STERILMATIC | 011018MB0665 | 0 | 0 | AUTOCLAVE | servicios de salud | servicios de salud
TUTTNAUR | 6671130-2V | 14020569 | 0 | 0 | AUTOCLAVE | 1996 | 2006
YANG TA MIN INSTRUMENTE CO. LTDA | YTM | 230A938208 | 0 | 0 | AUTOCLAVE | servicios de salud | servicios de salud
YANG TA MIN INSTRUMENTE CO. LTDA | YTM | 230A938024 | 0 | 0 | AUTOCLAVE | servicios de salud | servicios de salud
YANG TA MIN INSTRUMENTE CO. LTDA | YTM | 230A938028 | 0 | 0 | AUTOCLAVE | servicios de salud | servicios de salud
YORK SHIPLEY | SPHC-400-6 | 96-202221 H12211 | 400 BHP | FUEL OIL No. 6 | PIROTUBULAR 3 PASOS | 1996 | 2006
FULTON | FT-0400-C | 1515-C | 30BHP | DIÉSEL | 0 | 0 | 0
GARIONI NAVAL | TH-400 | S/S | 0 | ACEITE FLIODO | ACEITE TERMICO | 2002 | 2017
THE BIGELOW CO. | B-725 HRT | 13539 | 150 HP | BIOMASA | PIROTUBULAR | 1980 | 202
J. GORDONY CIA. | 0 | 0 | 0 | BIOMASA | 0 | 0 | 0
MARCUS MASIN Y CO. | 0 | 0 | 0 | BIOMASA | 0 | 0 | 0
COLUMBIA | S/M | 132657 | 25 BHP | DIÉSEL | VERTICAL | 1987 | 1992
FULTON | FB-060-A | 69597 | 60 bhp | GLP | VERTICAL TUBELESS | 1905-06-16 | S/F
CLEAVER BROOKS | CB101-60-150 | L-79470 | 60BHP | DIÉSEL FUEL OIL No.2 | VERTICAL DE CHAQUETA | 1952 | 1984
COLUMBIA | HRT | 150449 | 50 BHP | GAS LP | PIROTUBULAR HRT | 2000 | 2000
FULTON | FB-050-A | 54877 | 50 HP | GAS LP | VERTICAL DE CHAQUETA | 1952 | 1984
FULTON | FB-030-A | 42239 | 30 HP | GAS LP | VERTICAL DE CHAQUETA | 1952 | 1984
YORK SHIPLEY | SPHV-40-2 | 95-19725H-11155 | 40BHP | DIÉSEL | PIROTUBULAR | 1995 | 1996
LEE METAL Products Co. | S/M | 483-R | 0 | 0 | MARMITA | 0 | 1981
ZHANGJIAGANG MED. MEDICAL EQUIPAMENTE | MD-0.50 | 2016 0503 | 0 | 0 | AUTOCLAVE | 0 | 0
DOVER | FT-40 | 105250 | 0 | 0 | caldera | 0 | 1979
F. DE LAMA CALDERA2 | S/M | 1235 | 0 | VAPOR LIMPIO | VERTICAL PIROTUBULAR | 1997 | 2002
YORK SHIPLEY | SPH-700-6 | H-12471 | 700 | DIÉSEL OIL No.2 | 0 | 0 | 0
YORK SHIPLEY | SPHV-300-6 | H-99153 | 300 | fUEL OIL 2 | 0 | 0 | 0
FULTON | ICS-060 | 87247 | 60 BHP | DIÉSEL OIL No.2 | VERTICAL PIROTUBULAR | S/F | S/F
HURST | S/M | 216-15075 | 60 BHP | DIÉSEL OIL No.2 | VERTICAL | 2001 | 2003
SUPERIOR | 84-20-2900 | 9496 | 400 BHP | BIOMASA | VERTICAL | 2001 | 2013
FABRICACION NAC. | AUTOCLAVE #1 | s/s | s/m | VAPOR | tubos de fuego retorno horizontal | 1985 | S/F
FABRICACION NAC. | AUTOCLAVE#2 | s/s | s/m | VAPOR | autoclave | S/F | S/F
FABRICACION NAC. | MARMITA#1 | s/s | s/m | VAPOR | narmita 1 | S/F | S/F
FABRICACION NAC. | MARMITA#2 | s/s | s/m | VAPOR | maRMITA 2 | S/F | S/F
FABRICACION NAC. | FREIDORA#1 | s/s | s/m | FUEL OIL No. 6 | marmita 3 | S/F | S/F
FABRICACION NAC. | FREIDORA#2 | s/s | s/m | ELECTRICA | FREIDORA | S/F | S/F
POWER MASTER | 5-L | 620302-4 | 20 BHP | DIÉSEL | HORIZONTAL TUBOS DE FUEGO | 1963 | 1978
REIMERS | RH-54 | 20461844 | 5,4 BHP | ELECTRICA | horizontal electrica | 2004 | 2014
FULTON | FB-020-A | 63778 | 20 BHP | FUEL OIL No. 2 | 0 | 0 | 0
CLEAVER BROOKS | CB600-400-200 | L-099520 | 400 BHP | FUEL OIL No. 6 | PIROTUBULAR 4 PASOS | 2000 | 2000
CLEAVER BROOKS | CB600-200-200 | L-900565 | 200 BHP | FUEL OIL No. 6 | PIROTUBULAR 4 PASOS | 1992 | 2007
FULTON | FB-030-A | 85540 | 30 BHP | FUEL OIL No. 2 | VERTICAL | 1995 | 1995
POWER MASTER | 3H RECONVERTIDA HRT | 6206053 | 60 BHP | BIOMASA MODIFICADA | 0 | 0 | 0
YORK SHIPLEY | SPH-200-6 | 77-11600 H-70245 | 200 BHP | FUEL OIL No. 6 | PIROTUBULAR 3 PASOS | 1977 | S/F
YORK SHIPLEY | VTB300302 | H-89624 | 0 | GAS LP | 0 | 0 | 0
HURST | 0 | V61-050- | 0 | ELECRICA | 0 | 0 | 0
FULTON | FB-A-010 | 82316 | 10BHP | GAS LP | AUTOCLAVE 1 | S/F | S/F
CONSOLIDATED | SSR-3 A | 1477 | 0 | 0 | AUTOCLAVE 1 | S/F | S/F
TUTTNAER | 6671130-2VEP | 187021 | 0 | 0 | AUTOCLAVE 2 | S/F | S/F
STEAM KING | KW3 | 923 | 0 | FUEL OIL No. 6 | 0 | 0 | 0
CONTINENTAL | 5955 | 0 | 0 | BIOMASA | 0 | 0 | 0
LOOK OUT | SIZE 5050 | 26967 | 60 BHP | FUEL OIL No. 6 USADO | PIROTUBULAR | 1953 | 1968
CONSTRUCTORA FIELD S.A. | LAMBDA | 3966 | 5,000 KG/HR | BIOMASA | PIROTUBULAR 3 PASOS HORNA INTEGRAL | 1985 | 1985
THE BIGELOW CO. | HRT | 13577 | 3,920 KG/HR | BIOMASA | PIROTUBULAR H.R.T. | 1981 | 1981
SUSSMAM | ES86 | 88100 | 0 | DIÉSEL FUEL OIL No.2 | 0 | 0 | 0
HURST | J 30A 12 | 6825687 | 30 BHP | GLP | HORIZONTAL TUBOS DE FUEGO | 1993 | S/F
HURTS | s/m | SG-030150 | 30BHP | FUEL OIL No. 2/GLP | HORIZONTAL TUBOS DE FUEGO 3 pasos | 1983 | 2002
YORK SHIPLEY | SPHV-125-2 95871 | 99-20900 H-13875 | 125 BHP | FUEL OIL No. 2 | HORIZONTAL TUBOS DE FUEGO | 1999 | S/F
CLEAVER BROOKS | CB600-125-150 | MX-6146 | 125 | FUEL OIL No. 6 | 0 | 0 | 0
CLEAVER BROOKS | CB600-125-150 | MX-6147 | 125 | FUEL OIL No. 6 | 0 | 0 | 0
YORK SHIPLEY | SPH-800-6 | 73-7535 H57415 | 800 BHP | FUEL OIL No. 6 | PIROTUBULAR 3 PASOS | 1983 | 2002
YORK SHIPLEY | SPH-1000-6 | 155177 | 1000 | DIÉSEL | PIROTUBULAR 3 PASOS | 1993 | 1993
YORK SHIPLEY | SPH-1200-6 | 93-18596 H99245 | 1200 VHP | DIÉSEL | 0 | 1982 | 1982
STEAM KING | NATIONAL BOARD 2265 | 2265 CT | 540 LB/HR | ELÉCTRICA | 0 | 0 | 0
FULTON caldera No.1 | ICS-15 | 83609 | 15 BHP | FUEL OIL No. 2/GLP | VERTICAL tubeles | 1999 | 1999
REIMENS ELECTRIC | ELECTSTEAM | 31870 | 0 | FUEL OIL No. 6 | 0 | 0 | 0
KEWANEE | H3S-15-06 | 12425 | 150 bhp | FUEL OIL No. 6 | pirotubulasr | 1997 | 1998
LAE CHEN IRON WORK | 1-B | 0 | 0 | ELÉCTRICA | 0 | 0 | 0
LAE CHEN IRON WORK | 1-B | F415D566 | 0 | ELÉCTRICA | ELECTRICA | 1987 | S/F
PONY VAPOR PRESS | VAPOR STREAM | 90006 | 5 KW/HR | ELÉCTRICA | ELECTRICA | 1987 | S/F
PONY VAPOR PRESS | VAPOR STREAM | 90006 | 5 KW/HR | ELÉCTRICA | ELECTRICA | S/F | S/F
HAMILTON BEACH | 11550 | A 1631 DX | 0 | ELÉCTRICA | CALDERIN | S/F | S/F
HAMILTON BEACH | 11550 | A 1631 DX | 0 | ELÉCTRICA | CALDERIN | S/F | S/F
HAMILTON BEACH | 11550 | A 1631 DX | 0 | ELÉCTRICA | CALDERIN | 0 | 0
HAMILTON BEACH | 11550 | A 1631 DX | 0 | ELÉCTRICA | ELECTRICA | 1987 | S/F
PONY VAPOR PRESS | VAPOR STREAM | 90004 | 5 KW/HR | ELÉCTRICA | electrica | S/F | S/F
PONY VAPOR PRESS | VAPOR STREAM | 90004 | 5 KW/HR | ELÉCTRICA | ELECTRICA | 1987 | S/F
PONY VAPOR PRESS | VAPOR STREAM | 90007 | 5 KW/HR | ELÉCTRICA | electrica | S/F | S/F
PONY VAPOR PRESS | VAPOR STREAM | 90007 | 5 KW/HR | ELÉCTRICA | ELECTRICA | 1987 | S/F
PONY VAPOR PRESS | VAPOR STREAM | 90003 | 0.5BHP | ELECTRICA | electrica | S/F | S/F
VEIT | 123312030M | 770004661 | 2.2 Kw | ELÉCTRICA | 0 | 0 | 0
VEIT | 123312030M | 500105441 | 2.2 Kw | ELÉCTRICA | ELECTRICA | S/F | S/F
PONY VAPOR PRESS | VAPOR STREAM | 90005 | 0.5BHP | ELECTRICA | ELECTRICA | 1987 | S/F
VEIT | 123312030M | 300079231 | 2.2 Kw | DIÉSEL | ELECTRICA | S/F | S/F
PONY VAPOR PRESS | VAPOR STREAM | 89996 | 0.5 BHP | ELECTRICA | ELECTRICA | 1987 | S/F
YORK SHIPLEY | 0 | 0 | 0 | ELÉCTRICA | HORIZONTAL | S/F | S/F
CLEAVER BROOKS | CB600-60-150 | L-94349 | 60 BHP | DIÉSEL | HORIZONTAL | 1995 | 2004
LATTNER BOILER | 18CF | 31142 | 0 | FUEL OIL No. 6 | 0 | 0 | 0
YORK SHIPLEY | SPHV-300-6 | 91-18564 | 300 BHP | FUEL OIL No. 6 | HORIZONTAL 3 PASOS PIROTUBULAR | 1991 | 1991
FULTON | FB-030-A | 75223 | 30 | FUEL OIL No. 6 | PIROTUBULAR 3 PASOS | 1972 | 2009
YORK SHIPLEY (993-2079) | SPHC-150-6 95872 | 70-5082 N H 48429 | 150 bhp | FUEL OIL No. 6 | HORIZONTAL PIROTUBULAR 3 PASOS | 1990 | 2016
YORK SHIPLEY | SPHV-150-6 | 90-18200 | 150 BHP | FUEL OIL No. 6 | PIROTUBULAR 3 PASOS | 2001 | 2001
YORK SHIPLEY | SPHC-800-6 | 74-8500 | 800 | FUEL OIL No. 6 | 0 | 0 | 0
YORK SHIPLEYcaldera No. 4 | SPHC-800-6 | 72-6684 H-54174 | 800 BHP | FUEL OIL No. 6 | pirotubular 3 pasos | 1972 | 2009
HURTS | 6-600 | A2584 | 600 | FUEL OIL No. 6 | 0 | 0 | 0
CLEAVER BROOKS | CB-600-800-150 | L-93853 | 800 | BUNKER | 0 | 0 | 0
HURTS | 6-600 | A2672 | 600 | ELECRICA | 0 | 0 | 0
YORK SHIPLEY | SPHV-300-6 | 91-18564 H-98224 | 300 BHP | FUEL OIL No. 6 | PIROTUBULAR 3 PASOS | 1991 | 1991
NAPCO | 8000 DSE | 9406-313 | 0 | ELECRICA | 0 | 0 | 0
NATIONAL HEINICKE COMPANY | 8000 704 9000 D | 9-78136 | 0 | FUEL OIL No. 6 | 0 | 0 | 0
NAPCO | 704 9000 D | 005 897895 | 0 | FUEL OIL No. 6 | 0 | 0 | 0
YORK SHIPLEY | SPHV-150-6 | H-93590B | 150 | 0 | 0 | 0 | 0
CLEAVER BROOKS | CBW-150-150 | L-89805 | 150 | 0 | 0 | 0 | 0
FAETA | 15V-3000 | 303 | 0 | 0 | 0 | 0 | 0
TUTTNAUER | 691202A-EP | 2810024 | 0 | 0 | 0 | 0 | 0
VERNITRON | 2509 | C-8229 | 0 | 0 | 0 | 0 | 0
AMSCO | ASIT610-2A | 69A-17016 | 0 | 0 | 0 | 0 | 0
JERICHO | JE-380D | S/S | 0 | FUEL OIL No. 6 | 0 | 0 | 0
TUTTNAUER | 5596 EP 1R | 2912076 | 0 | 0 | AUTOCLAVE | S/F | S/F
CLEAVER BROOKS | CB600-600-150 | L-6746 | 600 | DIÉSEL | 0 | 0 | 0
FULTON | FB-020-A | 6794 | 20 BHP | DIÉSEL OIL 2 | PIROTUBULAR | 1973 | 1993
FULTON | FB-020-A | 6794 | 20 BHP | DIÉSEL OIL 2 | VERTICAL | 1961 | 0
FULTON | FB-030-A | 65670 | 30 BHP | DIÉSEL OIL 2 | VERTICAL TUBOS DE FUEGO | 1992 | S/F
AZTEC | 55353 | 6696 | 70 HP | GAS LP | PIROTUBULAR | 1973 | 1993
FULTON | NATIONAL BOARD 331 CA | 33104 | 15 BHP | DIÉSEL OIL 2 | 0 | 0 | 0
KEWANEE | HSE-2X | N/A | 15 BHP | DIÉSEL OIL 2 | 0 | 0 | 0
POWER MASTER | 3H | 6212507 | 125 HP | FUEL OIL No. 6 BUNKER | PIROTUBULAR | 1972 | 1977
LAMBDA | 3966 | N/A | 0 | FUEL OIL No. 6 | 0 | 0 | 0
YORK SHIPLEY | TURBO-FIRE | 89-17715 H-95829 | 250 | FUEL OIL No. 6 | 0 | 0 | 0
YORK SHIPLEY | SPHC-400-6 | 96-20221 | 400 BHP | FUEL OIL No. 6 | HORIZONTAL PIROTUBULAR | 1996 | 1996
YORK SHIPLEY | SPHC-150-6 | 78-12035 | 150 BHP | ACEITE QUEMADO | 0 | 0 | 0
YORK SHIPLEY | SPHV-300-6 | 88-17266 | 300 | DIÉSEL OIL 2 | HORIZONTAL PIROTUBULAR 3 PASOS | 1988 | 1988
YORK SHIPLEY | SHP-500-G | 660779-4 | 500BHP | FUEL OIL No. 6 | HORIZONTAL PIROTUBULAR | 1990 | 1990
YORK SHIPLEY | SPHV 150-6 | 90-18065 | 150 BHP | FUEL OIL No. 6
CLEAVER BROOKS | CB-600-100 | L-86739 | 125 BHP | ACEITE USADO | PIROTUBULAR | S/F | 2009
I HSIANG STEAM BOILER | ST JT-800 | 97197 | 0 | FUEL OIL No. 6 | 0 | 0 | 0
FULTON | S/M | S/S | 20 | FUEL OIL No. 6 | 0 | 0 | 0
LIN CHARNG BOILER | ST 4.2 K | G 171-2 | 267 | DIÉSEL | 0 | 0 | 0
LIN CHARNG BOILER | ST 4.2 K | G 171-3 | 267 | DIÉSEL | 0 | 0 | 0
COLUMBIA | CT | 142697 | 10 | DIÉSEL | 0 | 0 | 0
COLUMBIA | OT | 142892 | 0 | FUEL OIL No. 6 | 0 | 0 | 0
BRYAN STEAM CORP | 4505 | 41601 | 0 | ELÉCTRICA | 0 | 0 | 0
KONUS KESSEL | KV-2.5/25 | 1766800 | 290 | FUEL OIL No. 6 | 0 | 0 | 0
HYOSEUNG | SP 810L | 2048287 | 0 | DIÉSEL | 0 | 0 | 0
CLEAVER BROOKS | CB600-600-150 | OL-101016 | 600 BHP | FUEL OIL No. 6 | HORIZONTAL PIROTUBULAR | 2001 | 2001
INDUSTRIAL FULTON BOILER CO. | P153PV0 | 6956 | 15BHP | DIÉSEL | VERTICAL | 1970 | S/F
LAMBDA | LS-100 | 3776 | 0 | BIOMASA | PIROTUBULAR HORIZONTAL | 2000 | 2000
COMBUSTION ENGINEERING | N/A | N/A | 0 | GASES DE ESCAPE MOTOR 3 | PIROTUBULAR HORIZONTAL | 2000 | 2000
ANDERS HALVORSEN AS | PARAT STG007236 | 1384100-01A | 3,000Kg/Hr | FUEL OIL No. 2 | PIROTUBULAR HORIZONTAL | 2000 | 2000
ANDERS HALVORSEN AS | PARAT STG007236 EXHAUST GAS BOILER | 1384100-02A | 3,000Kg/Hr | G. ESCAPE 3 | PIROTUBULAR HORIZONTAL | 2000 | 2000
ANDERS HALVORSEN AS | PARAT STG007236 | 1384100-03A | 3,000Kg/Hr | GASES DE ESCAPE DE MOTO 1 | PIROTUBULAR HORIZONTAL | 2000 | 2000
ANDERS HALVORSEN AS | PARAT STG007237 | 138410-04A | 3000 Kg/Hr | GASES DE ESCAPE DE MOTO | PIROTUBULAR HORIZONTAL | 2000 | 2000
FULTON | 15-E | 32683 | 15 | BIOMASA | vertical | 0 | 0
PELTON Y CRANE | MC | AG 3636 | 0 | DIÉSEL | 0 | 0 | 0
BABCOCK & WILLCOX | N/A | 21621 | 0 | DIÉSEL | 0 | 0 | 0
FULTON | ICS-020-A | 70148 | 20 | DIÉSEL | 0 | 0 | 0
CLEAVER BROOKS | CBH186-80 | L-42567 | 80 | FUEL OIL No. 6 | 0 | 0 | 0
YORK SHIPLEY | SPHV-50-N | 71-6214 H-51557 | 50 BHP | FUEL OIL No. 2 | PIROTUBULAR 3 PASOS | 1971 | S/F
MP BOILER 1 | MP/1985 | B-11147.MP813 | 700 BHP | FUEL OIL No. 6 | PIROTUBULAR 3 PASOS | 1971 | S/F
HISAKA WORK 1 | HTHC 100/120 | 3839 | 260 LB | 0 | PIROTUBULAR 3 PASOS | 1971 | S/F
HISAKA WORK 2 | HTHC 50/90 | 3840 | 150 LB | 0 | PIROTUBULAR 3 PASOS | 1971 | S/F
HISAKA WORK 3 | HTHC 25/70 | 3841 | 70 LB | 0 | PIROTUBULAR 3 PASOS | 1971 | S/F
HISAKA WORK 4 | HTHC 10/48 | 3842 | 70 LB | 0 | PIROTUBULAR 3 PASOS | 1971 | S/F
HISAKA WORK 5 | HTHC 100/120 | 228859 | 260 LB | 0 | PIROTUBULAR 3 PASOS | 1971 | S/F
HISAKA WORK 1 | HTHC 120 | 3838 | 260 LB | 0 | PIROTUBULAR 3 PASOS | 1971 | S/F
MP BOILER 2 | MP/1973 | B-71 | 550 BHP | FUEL OIL No. 6 | HORIZONTAL TUBOS DE FUEGO | mayo1973 | S/F
KSK BOILER | KS-60H | 3460 | 400 BHP | FUEL OIL No. 6 | PIROTUBULAR 3 PASOS | 1970 | S/F
KSK BOILER | KS 60H | 187 | 400 | DIÉSEL | 0 | 0 | 0
CLEAVER BROOKS | CB-655-300 | L-28043 | 300 BHP | BIOMASA | HORIZONTAL TUBOS DE FUEGO | 1962-06-01 | S/F
CYCLOTHERM | 6280 | 9677 | 60 BHP | BIOMASA | HRT | 1956 | 1999
THE BIGELOW CO. | N/A | 13532 | 0 | BUNKER C | HORIZONTAL TUBOS DE FUEGO 4 PASOS | 2001 | 2001
BABCOCK & WILLCOX | 13532 | N/A | 0 | DIÉSEL | 0 | 0 | 0
CLEAVER BROOKS | CB 600-500 | OL-101381 NtiBOARD | 500 BHP | BUNKER C | HORIZONTAL TUBOS DE FUEGO 4 PASOS | 2001 | 2001
YORK SHIPLEY | SPHV-60-2 | 85-16080 | 60 BHP | FUEL OIL No. 2 | PIROTUBULAR HORIZONTAL | 1985 | 1985
SUPERIOR BOILER | 4-S-205 | 12634 | 40 BHP | DIESEL | HORIZONTAL PIROTUBULAR | 1995 | 1995
S/M | S/M | S/S | 0 | ELÉCTRICA | 0 | 0 | 0
WILMOT CASTLE Co. | S/M | S/S | 0 | DIÉSEL FUEL OIL No.2 | VERTICAL ACEITE TERMICO CON SERPENTIN | 1991 | 1991
YIU - LIH | YPB-506 | 96012301 | 18 KW/h | ELECTRICA | PIROTUBULAR FLUIDO TERMICO | 1991 | 1991
KONUS KESSEL | KV 0.2/25 | 1.8783 | 233 Kw | FUEL OIL No. 6 | VERTICAL ACEITE TERMICO DESERPENTIN | 1991 | 1991
FIRST THERMAL SYSTEM | 750-V.P.F.O-L | 47225 | 0 | FUEL OIL No. 6 | 0 | 0 | 0
YORK SHIPLEY | SPH-500-6 114212 | 70-4980 H-47985 | 500 BHP | BUNKER C | HORIZONTAL TUBOS DE FUEGO | 1970 | 1970
YORK SHIPLEY | SPHC-800-6 N157637-D | 73-11979 H-71533 | 800 BHP | DIÉSEL | HORIZONTAL TUBOS DE FUEGO | 1974 | 1974
YORK SHIPLEY | SPHC-800-6 157637 | 74-8596 H-61018 | 800 BHP | FUEL OIL No. 6 | HORIZONTAL TUBOS DE FUEGO | 1974 | 1974
N/A | N/A | N/A | 0 | DIÉSEL | 0 | 0 | 0
CLEAVER BROOKS | N/A | 60-70-37-68 | 1560 BHP | DIÉSEL | VERTICAL TUBELESS | 2000 | 2000
FULTON | ICS-60 | 87033 | 60 BHP | FUEL OIL No. 2 | VERTICAL TUBELESS | 2000 | 2000
FULTON | ICS-60 | 86992 | 60 BHP | FUEL OIL No. 2 | HORIZONTAL PIROTUBULAR 3 PASOS | 2000 | 2000
YORK SHIPLEY | SPHV-100-6 095870 | 9620083 | 100BHP | FUEL OIL No. 6 | HORIZONTAL PIROTUBULAR 3 PASOS | 1996 | 1996
YORK SHIPLEY | SPHV-200-6 200175 | 9920934 H-13906 (Nti Board/ 28024) | 200 BHP | FUEL OIL No. 6 | PIROTUBULAR TUBOS DE FUEGO 3 PASOS | 1999 | 1999
YORK SHIPLEY | SPHV-70-6 | 671320 | 70 | DIÉSEL | HORIZONTAL PIROTUBULAR | S/F | S/F
CLEAVER BROOKS | M142-40-150 | L-30733 | 40 | FUEL OIL No. 6 | HORIZONTAL PIROTUBULAR | S/F | S/F
YORK SHIPLEY | VTB-HR2155885 | 779326 | 0 | 0 | 0 | 0 | 0
CLEAVER BROOKS | CB600-400-150 | L-101325 | 400 | DIESEL | 0 | 0 | 0
LOOS | UL-S | 65874 | 31,8089 HP | FUEL OIL No. 6 | pirotubular | 2001 | 2001
FULTON | ICS- 20 | PV 285 MM | 20 BHP | FUEL OIL No. 2 | VERTICAL SIN TUBOS DE FUEGO, TUBELESS | 2014 | 2014
OSHIMA | OT-350 K | 531623 | 0 | DIÉSEL | 0 | 0 | 0
OSHIMA | OT-500K | 15695 | 0 | DIÉSEL | 0 | 0 | 0
ST BOILER | N/A | N/A | 0 | DIESEL | 0 | 0 | 0
ST BOILER | N/A | N/A | 0 | DIÉSEL | 0 | 0 | 0
OSHIMA | OT-500K | 15696 | 0 | DIÉSEL | 0 | 0 | 0
CHING HONG MACHINERY | CB-BC 200 | 8948 | 0 | DIÉSEL | 0 | 0 | 0
OSHIMA | OT-350 K | SB 1622 | 0 | DIÉSEL | 0 | 0 | 0
CHING HONG MACHINERY | CH-BD 200 | 8820 | 13 BHP | FUEL OIL No. 2 | VERTICAL | 1999 | S/F
FULTON | V50-2 | 56602 | 0 | DIÉSEL | 0 | 0 | 0
YORK SHIPLEY | SPHV-150-6 | 9419534 | 150 | 0 | 0 | 0 | 0
FULTON CALDERA 2 | FB-030-A | 89780 | 30 BHP | FUEL OIL No. 2 | VERTICAL TUBELESS | 2001 | 2002
POWER MASTER | 3H | 582008 | 200 | DIÉSEL | 0 | 0 | 0
YORK SHIPLEY | SPHC-600-6 | N/A | 600 | DIÉSEL | 0 | 0 | 0
FULTON | FB-020-A | 87446 | 20 | DIÉSEL | 0 | 0 | 0
N/A | N/A | N/A | 0 | FUEL OIL No. 6 | 0 | 0 | 0
KEWANEE | H3S-60-0 | 93891 | 60 | FUEL OIL No. 6 | 0 | 0 | 0
ECLIPSE | CH-150-X | 46780 | 150 | FUEL OIL No. 6 | 0 | 0 | 0
CLEAVER BROOKS | CBI-200-400-150 | OL103594 | 400 BHP | 0 | 0 | 0 | 0
ARTHOS | 1000/32 | 15464 | 0 | FUEL OIL No. 6 | 0 | 0 | 0
YORK SHIPLEY | SPH-100-6 | H-444324 | 100 | DIÉSEL | 0 | 0 | 0
CLEAVER BROOKS | CB655X-350-250 | L-37307 | 350 | DIÉSEL | 0 | 0 | 0
HURST | HA06-1 | V216-150.75 | 50 BHP | DIÉSEL | VERTICAL | 2001 | 2001
MYR 66O | CM 3125 | CM 125 1082 | 0 | 0 | 0 | 0 | 0
YORK SHIPLEY caldera 1 | SPHV-125-02 | 97-20355 H-12442 | 125 BHP | GAS LP/DIESEL OIL No.2 | PIROTUBULAR DE PAQUETE | 1997 | 1997
STEAMASTER | HC-12 | 27450 | 12 Kw | GAS LP/DIESEL OIL No.2 | pirotubular 3 pasos | 1997 | 1997
STEAMASTER | HC-12 | 27451 | 0 | ELECTRICA | 0 | 0 | 0
YORK SHIPLEY CALDERA No. 2 | SPHV-125-2 | 97-20356 H-12442 | 125 BHP | GAS LP/DIESEL OIL No.2 | PIROTUBULAR 3 PASOS | 1997 | 1997
STEAMASTER | HC-12 | 27451 | 12Kw | ELECTRICA | ELECTRICA DE PAQUETE | S/F | 1998
YORK SHIPLEY | SPHV-60-2 | 92-18734 H-98755 | 60 BHP | FUEL OIL No. 2 | PIROTUBULAR 3 PASOS | 1992 | 1992
CLEAVER BROOKS | CB600-200-150 | L-84938 | 200 | FUEL OIL No. 6 | 0 | 0 | 0
CLEAVER BROOKS | CB621-100-150 | O-17882 | 100 | ELÉCTRICA | 0 | 0 | 0
CLEAVER BROOKS | CB621-125-150 | L-22587 | 125 | FUEL OIL No. 6 | PIROTUBULAR 4 PASOS | 1991 | 2001
REIMENS ELECTRIC | RH - 18 | 32024 | 1.8 BHP | ELÉCTRICA | ELECTRICA | 0 | 2001-09-01
CLEAVER BROOKS CALDERA No.1 | CB600-500-250 | CB600-500-250 | 500 BHP | FUEL OIL No.6/GLP | TEÑIDORAS | 0 | 1997
SCHOLL 01 | 97505 | SJM-307 | 0 | ELÉCTRICA | TEÑIDORAS | 0 | 1992
SCHOLL 02 | 92143 | SJM-112 | 0 | ELÉCTRICA | TEÑIDORAS | 0 | 1997
SCHOLL 03 | 97504 | SJM-308 | 0 | ELÉCTRICA | TEÑIDORAS | 0 | 1997
SCHOLL 04 | 97532 | SJM-332 | 0 | ELÉCTRICA | TEÑIDORAS | 0 | 1993
SCHOLL 05 | 92054 | SJM-93 | 0 | ELÉCTRICA | TEÑIDORAS | 0 | 1991
SCHOLL 06 | 91001 | SJM-52 | 0 | ELÉCTRICA | TEÑIDORAS | 0 | 2000
SCHOLL 07 | 541 | SMJ-436 | 0 | ELÉCTRICA | TEÑIDORAS | 0 | N/F
SCHOLL 08 | N/D | N/D | 0 | ELÉCTRICA | TEÑIDORAS | 0 | 1999
SCHOLL 09 | 99519 | SJM-389 | 0 | ELÉCTRICA | TEÑIDORAS | 0 | 2001
SCHOLL 10 | 01-553 | SJM-444 | 0 | ELÉCTRICA | TEÑIDORAS | 0 | 2001
SCHOLL 11 | 01-552 | SJM-443 | 0 | ELÉCTRICA | TEÑIDORAS | 0 | 2001
SCHOLL 12 | 01-554 | SJM-445 | 0 | ELÉCTRICA | TEÑIDORAS | 0 | 2001
SCHOLL 13 | 01551 | SJM-442 | 0 | ELÉCTRICA | TEÑIDORAS | 0 | NOV+F663
SCHOLL 14 | 99519 | SJM-390 | 0 | ELÉCTRICA | TEÑIDORAS | 0 | 1993
SCHOLL 15 | 92154 | SJM-131 | 0 | ELÉCTRICA | TEÑIDORAS | 0 | N
SCHOLL 16 | 92150 | SJM-162 | 0 | ELÉCTRICA | TEÑIDORAS | 0 | 1993
SCHOLL 17 | 92153 | SJM-130 | 0 | ELÉCTRICA | TEÑIDORAS | 0 | 1994
SCHOLL 18 | 93529 | SJM-128 | 0 | ELÉCTRICA | TEÑIDORAS | 0 | 1994
SCHOLL 19 | 92158 | SJM-138 | 0 | ELÉCTRICA | TEÑIDORAS | 0 | 1999
SCHOLL 20 | 92159 | SJM-139 | 0 | ELÉCTRICA | TEÑIDORAS | 0 | 1994
SCHOLL 21 | 92161 | SJM-144 | 0 | ELÉCTRICA | TEÑIDORAS | 0 | 1995
SCHOLL 22 | 99516 | SJM-384 | 0 | ELÉCTRICA | TEÑIDORAS | 0 | 1999
SCHOLL 23 | 99517 | SJM-385 | 0 | ELÉCTRICA | TEÑIDORAS | 0 | 2003
SCHOLL 24 | 92170 | SJM-143 | 0 | FUEL OIL No. 6 | TEÑIDORAS | 0 | 1999
SCHOLL | 92164 | SJM-145 | 0 | ELÉCTRICA | TEÑIDORAS | 0 | 1999
POWER MASTER caldera No.2 | 3WBS-900-150 | A-3271 | 900 bhp | FUEL OIL No. 6/GLP | PIROTUBULAR 3 PASOS WETBACK | 2001 | 2001
POWER MASTER caldera No.2 | WB-A2-3P | 17900P-WB00-01 | 900 BHP | FUEL OIL No. 6/GLP | TEÑIDORAS | 1996 | 0
TSI 01 | ULTRA JET | TJM-168 | 0 | ELÉCTRICA | TEÑIDORAS | 1996 | 0
TSI 02 | ULTRA JET | 50980 | 0 | ELÉCTRICA | TEÑIDORAS | 1999 | 0
TSI 03 | ULTRA JET | TJM-1574 | 0 | ELÉCTRICA | TEÑIDORAS | 1999 | 0
TSI 04 | ULTRA JET | TJM-1568 | 0 | ELÉCTRICA | TEÑIDORAS | 2000 | 0
TSI 05 | ULTRA JET | TJM-1580 | 0 | ELÉCTRICA | TEÑIDORAS | 0 | 2000
TSI 06 | ULTRA JET | 982304-11 | 0 | ELÉCTRICA | TEÑIDORAS | 0 | 1995
TSI 07 | ULTRA JET | 982304-08 | 0 | ELÉCTRICA | TEÑIDORAS | 0 | 1995
TSI 08 | ULTRA JET | SN-11 | 0 | ELÉCTRICA | TEÑIDORAS | 0 | 1996
TSI 09 | ULTRA JET | SN-14 | 0 | ELÉCTRICA | TEÑIDORAS | 0 | 1996
TSI 10 | ULTRA JET | TJM-12452 | 0 | ELÉCTRICA | TEÑIDORAS | 0 | 1997
TSI 11 | ULTRA JET | TJM-1218 | 0 | ELÉCTRICA | TEÑIDORAS | 0 | 2011
TSI 12 | ULTRA JET | 50916 | 0 | ELÉCTRICA | TEÑIDORAS | 0 | 2011
TSI 13 | ULTRA JET | TJM-1298 | 0 | ELÉCTRICA | TEÑIDORAS | 0 | 2011
TSI 14 | ULTRA JET | TJM-1602 | 0 | ELÉCTRICA | TEÑIDORAS | 0 | 2011
TSI 15 | ULTRA JET | 1206 F | 0 | ELÉCTRICA | TEÑIDORAS | 0 | 2011
TSI 16 | ULTRA JET | 1206 A | 0 | ELÉCTRICA | TEÑIDORAS | 0 | 2011
TSI 17 | ULTRA JET | 1206 C | 0 | ELÉCTRICA | TEÑIDORAS | 0 | 2011
TSI 18 | ULTRA JET | 1206 B | 0 | ELÉCTRICA | TEÑIDORAS | 0 | 2011
TSI 19 | ULTRA JET | 1206 D | 0 | ELÉCTRICA | TEÑIDORAS | 0 | 2014
TSI 20 | ULTRA JET | 1206 E | 0 | ELÉCTRICA | TEÑIDORAS | 0 | 2014
TSI 21 | ULTRA JET | 1211 A | 0 | ELÉCTRICA | TEÑIDORAS | 0 | 2011
TSI 22 | ULTRA JET | 1211 B | 0 | ELÉCTRICA | TEÑIDORAS | 0 | 2014
TSI 23 | ULTRA JET | F-83466A-0014-01 | 0 | DIÉSEL | TEÑIDORAS | 0 | 2014
TSI 24 | ULTRA JET | F-83466A-0014-02 | 0 | DIÉSEL | TEÑIDORAS | 0 | 2014
POWER MASTER | JL | 6904501 | 0 | GAS LP | 0 | 0 | 0
POWER MASTER | JL | 6005036 | 0 | 0 | 0 | 0 | 0
FULTON | FB-030-A | 68605 | 30 BHP | GLP | VERTICAL tubeles | 1993 | s/s
FULTON | ICS 15 | 88707 | 15 BHP | DIÉSEL | VERTICAL | 2001 | 2003
FULTON | FB-020-A | 61676 | 20 BHP | DIÉSEL | vertical | 1991 | 2012
CLEAVER BROOKS | CB600-125-150 | L-86384 | 125 BHP | DIÉSEL | horizontal | 1989 | 1989
I HSIANG STEAM BOILER | ST JT-800 | 97209 | 0 | BIOMASA | 0 | 0 | 0
I HSIANG STEAM BOILER | ST JT-800 | 97196 | 0 | DIÉSEL | 0 | 0 | 0
H.BREMER & FILHOS | hbfS- 4 | 1428 | 4,000 KG VAPOR/HR | BIOMASA | HORIZONTAL PIROTUBULAR 4 PASOS | 1984 | 2010
MASTER MECHANIC | N/A | N/A | 15 BHP | FUEL OIL No. 6 | HORIZONTAL PIROT6UBULAR 4 PASOS | 1974 | 2001
CLEAVER BROOKS No. 2 | CB 600-80-150 | L-58677 | 80 BHP | FUEL OIL No. 6 | PIROTUBULAR 4 PASOS | 1984 | 2001
CLEAVER BROOKS caldera No.2 | CB600-600-150 | L-77828 | 600 bhp | FUEL OIL No. 6 | PIROTUBULAR 4 PASOS | 1964 | 2002
CLEAVER BROOKS caldera No.2 | CB600-600-150 | L77828 | 600 bhp | FUEL OIL No. 6 | PIROTUBULAR 4 PASOS | 1964 | 2010
REIMENS ELECTRIC | R-15 | 9812 |  | FUEL OIL No. 6 | 0 | 0 | 0
CLEAVER BROOKS | CB600-125-150 | L-80456 | 125 | DIÉSEL | 0 | 0 | 0
JCT | 600H3R-150 | 1736 |  | DIÉSEL | 0 | 0 | 0
FULTON | FB-015-A | 46529 | 15 | FUEL OIL No. 6 | 0 | 0 | 0
COLUMBIA | NB 114074 | 124094 |  | DIÉSEL | 0 | 0 | 0
YORK SHIPLEY | SPH-100-6 | 94-22284 H-48454 | 100 | ELÉCTRICA | 0 | 0 | 0
N/A | N/A | N/A | 0 | ELÉCTRICA | 0 | 0 | 0
HYOSEUNG | SP 810L | 1-7750808 | 0 | FUEL OIL No. 6GAS LP | 0 | 0 | 0
STEAM MASTER | M-4 | 349 | 0 | 0 | PIROTUBULAR FLUIDO TÈRMICO | 1993 | 1993
KONUS KESSEL | KH-125 | 119177000 | 1,250 Kw/Hr | FUEL OIL No. 6/GAS LP | PIROTUBULAR FLUIDO TERMICO | 1993 | 1993
INPLAN-INGENIEURTECHNIK | TYPE 1250 | 1-00054 | 1,453 Kw/Hr | FUEL OIL No. 6/GAS LP | PIROTUBULAR FLUIDO TERMICO | 2000 | 2000
INPLAN-INGENIEURTECHNIK | TYPE H-1500 | 99070 | 1500 Kw | FUEL OIL No. 6 | VERTICAL PIROTUBULAR | 2000 | 2000
koreana fulton | 1-1001 sv9-300 | 37964 | 15 bhp | diesel | ACUATUBULAR | 1989 | 2005
PARKER BOILER | 48 (50) | 37964 | 60 BHP | GLP | ACUATUBULAR | 2015 | 2015
CONSTRUIDA EN SITU | S/M | S/S | 60 BHP | BIOMASA | TEÑIDORA 1 | 2001 | 0
SHIN YOUNG | SY 00-12-1 | S/S | 0 | VAPOR | TEÑIDORA 2 | 2001 | 0
SHIN YOUNG | SY 00-12-2 | S/S | 0 | VAPOR | TEÑIDORA 3 | 2001 | 0
SHIN YOUNG | SY 00-12-3 | S/S | 0 | VAPOR | TEÑIDORA 4 | 2001 | 0
SHIN YOUNG | SY 2-02 | S/S | 0 | VAPOR | TEÑIDORA 5 | 2005 | 0
SHIN YOUNG | S/M | S/S | 0 | VAPOR | TEÑIDORA 6 | 2001 | 0
SHIN YOUNG | S/M | S/S | 0 | VAPOR | TEÑIDORA 7 | 2001 | 0
SHIN YOUNG | S/M | S/S | 0 | VAPOR | TEÑIDORA 8 | 2001 | 0
SHIN YOUNG | S/M | S/S | 0 | VAPOR | TEÑIDORA 9 | 2005 | 0
SHIN YOUNG | S/M | S/S | 0 | VAPOR | TEÑIDORA 10 | 2005 | 0
SHIN YOUNG | S/M | S/S | 0 | VAPOR | TEÑIDORA 11 | 2005 | 0
SHIN YOUNG | S/M | S/S | 0 | VAPOR | TEÑIDORA 12 | 2005 | 0
SHIN YOUNG | S/M | S/S | 0 | VAPOR | TEÑIDORA 13 | 2005 | 0
SHIN YOUNG | S/M | S/S | 0 | VAPOR | PIROTUBULAR H.R.T. | 1976 | 1994
MCKINNON & CO. LTD. | HRT | N/S | 50 BHP | BIOMASA | PIROTUBULAR H.R.T. | 1976 | 1994
REIMENS ELECTRIC | RH - 36 | 0193-46199 | 0 | FUEL OIL No. 6 | 0 | 0 | 0
PACIFIC STEAM | PSE-2 | 7319 | 0 | BIOMASA | 0 | 0 | 0
CLEAVER BROOKS | CB600-200 | L-80424 | 200 BHP | FUEL OIL No. 6 | pirotubular 4 pasos | 1986 | 1986
SUPERIOR BOILER | 84X20X2900 | 9550 | 0 | ELÉCTRICA | 0 | 0 | 0
SUPERIOR BOILER | 84X20X2900 | N/A | 13,000 LB VAPOR/HR | BIOMASA | PIROTUBULAR | S/F | 2008
BOOSTER | BO-300TA | 960835 | 0 | BIOMASA | 0 | 0 | 0
REIMENS ELECTRIC | RH-54 | 1100-57534 | 0 | BIOMASA | HORIZONTAL PIROTUBULAR | 1988 | 1988
ABCO | N/A | N/A | 0 | DIÉSEL | 0 | 0 | 0
SUPERIOR BOILER WORKS INC. | HRT-72X18X2000 | 10451 | 10,123 LB/H | BIOMASA | horizontal PIROTUBULAR | S/F | 2008
FULTON | N/A | N/A | 0 | ELECTRICO | 0 | 0 | 0
THE GEO & SQUIER CO. | HRT | N/A | 70 BHP | ELECTRICO | CALDERIN | S/F | S/F
CROMALOX | VMB-005AOF21-243 | 1897-11766 | 0 | ELECTRICO | CALDERIN | S/F | S/F
CROMALOX | VMB-005AOF21-243 | 1701-11763 | 0 | ELECTRICO | CALDERIN | S/F | S/F
PACIFIC STEAM | JB | JB 8115 | 0 | ELECTRICO | CALDERIN | S/F | S/F
PACIFIC STEAM | JB | JB 8116 | 0 | ELECTRICO | CALDERIN | S/F | S/F
PACIFIC STEAM | PSE | 5876 | 0 | ELECTRICO | CALDERIN | S/F | S/F
VEIT | 2365/2 | 600009247 | 0 | ELECTRICO | CALDERIN | S/F | S/F
SUSSMAN | S93 | P221242-S93 | 0 | ELECTRICO | CALDERIN | S/F | 1993
SUSSMAN | S93 | P22124-S93 | 0 | ELECTRICO | CALDERIN | S/F | 1993
SUSSMAN | P93 | P221182-P93 | 0 | ELECTRICO | CALDERIN | S/F | 1993
SUSSMAN | S97 | P21684-S97 | 0 | ELECTRICO | CALDERIN | S/F | 1993
SUSSMAN | S95 | P21501-S95 | 0 | GAS | CALDERIN | S/F | 1993
CROMALOX | B | B1177-S93 | 0 | 0 | CALDERIN | S/F | 1993
FULTON | FB-030-A | 68605 | 50 BHP | GLP | PIROTUBULAR 4 PASOS | 2004 | 2013
COLUMBIA | HRT-60 | 134546 | 100BHP | FUEL OIL No. 6 | PIROTUBULAR 4 PASOS | 2004 | 2013
CLEAVER BROOKS | CBI 700-150LE | L-103682 | 150 BHP | FUEL OIL No. 6/glp | PIROTUBULAR 4 PASOS | 2004 | 2013
CLEAVER BROOKS | CB655-50-150 | L-33583 | 50 | DIÉSEL | 0 | 0 | 0
CLEAVER BROOKS | CB600-100-150 | L-64926 | 100 | GAS LP (NUEVO QUEMADOR) | VERTICAL TUBOS DE FUEGO | 1996 | 2006
COLUMBIA | C.T. | S/N | 15 BHP | DIESEL | vertical pirotubular | 1986 | 2006
KEWANEE | H3560-0 | 434322 | 60 BHP | GLP/ quemador nuevo | HORIZONTALTUBOS DE FUEGO | S/F | S/F
FULTON | FB-060-A | 88400 | 60 BHP | GAS LPG | 0 | 0 | 0
MYRGGO | CM-3080-sf | CM-80-1224 | 80BHP | GLP | HORIZONTAL TUBOS DE FUEGO | 2018 | 2018
FULTON | ICS 50 | 109170 | 50 BHP | GLP | VERTICAL | 2009 | 2009
GROEN | 0 | 0 | 0 | 0 | CD o M | 0 | 0
GROEN | 0 | 0 | 0 | DIÉSEL | CD o M | 0 | 0
GROEN | 0 | 0 | 0 | ELECTRICO | CD o M | 0 | 0
FULTON | ICS-30 | 82131 | 30 BHP | ELECTRICO | VETICAL | 1998 | 1998
ENBIROMETAL TECTONICS CORP | E-138 | 101507-13 | S/C | ELECTRICO | 0 | 0 | 0
SAKURA FIME TECHNICAL | S PA-211 | 93021809 | S/C | DIÉSEL | 0 | 0 | 0
SAKURA FIME TECHNICAL | S PA-211 | 93821808 | S/C | BIOMASA | 0 | 0 | 0
CLEAVER BROOKS | M142-40 | 491-66 | 40 | BIOMASA | 0 | 0 | 0
BUCKAU WOLF | TUBOS DE AGUA | 30201 | 0 | BIOMASA | 0 | 0 | 0
BUCKAU WOLF | TUBOS DE AGUA | 30307 | 0 | BIOMASA | 0 | 0 | 0
E.V.T. | TUBOS DE AGUA | 375-EVT NO.3 | 0 | FUEL OIL No. 6 | 0 | 0 | 0
COMBUSTION ENGINEERING | N/A | 17585 | 6,900 LOB/HR | BIOMASA | HORIZONTAL PIROTUBULAR | 1953 | 1992
YORK SHIPLEY | YSH-250 | 89-17715 | 250 | DIÉSEL
CLEAVER BROOKS CALDERA 1 | CBLE600-800-200ST | T6015-1-1 | 800 HP | FUEL OIL No. 6 | PIROTUBULAR 4 PASOS | 2017 | 2017
AQUA-THERMUS | CFT-400 | 183 | 0 | FUEL OIL No. 6 | 0 | 0 | 0
ARUTERM | CFT-400 | S/N | 0 | FUEL OIL No. 6 | 0 | 0 | 0
LIN CHANG BOILER | LH3 W3600 | T 247-2 | 0 | FUEL OIL No. 6 | 0 | 0 | 0
CLEAVER BROOKS | CB600-100-150 | L-96300 | 100 BHP | FUEL OIL No. 6 | HORIZONTAL PIROTUBULAR | 1997-08-04 | 1997
CLEAVER BROOKS | CB100-60-150 | L-89804 | 60 | DIÉSEL | 0 | 0 | 0
ORR & SEMBOWER | JL | 7002503 | 25 BHP | GLP | PIROTUBULAR HORIZONTAL 2 pasos AGUA CALIENTE (ANTES VAPOR) | 1970 | 1994
COLUMBIA | C.T. | N-523374 | 0 | ELÉCTRICA | 0 | 0 | 0
COLUMBIA | C.T. | N-770624 | 0 | DIÉSEL | 0 | 0 | 0
GENERAL BOLLERS | 1E | 54 | 0,9 BHP | ELECTRICA | ELECTRICA PAQUETE | 1993 | 2005
FULTON | ICS-030 | 80973 | 30 BHP | FUEL OIL No. 2 | VERTICAL TUBELESS | 1998 | 2013
MITSUBISHI CE | TYPE VU-50B-P | 3470 |  | FUEL OIL No. 7 | 0 | 0 | 0
MITSUBISHI CE caldera 1 | TYPE VU-50 | N/S | 130 TON DE VAPOR/Hr | FUEL OIL No. 6 | AQUATUBULAR | 1964 | 1964 REHABILITADA 1997
MITSUBISHI CE caldera 2 | TYPE VU-50B-P | 3470 | 147 TON. DE VAPOR/Hr | FUEL OIL No. 6 | AQUATUBULAR | 1968 | 1968 REHABILITADA 1996
YORK SHIPLEY | SPHC-100-N2 | 66089H-35496 | 100 | DIÉSEL | 0 | 0
INDUSTRIAL BOILER CO. | FT 153 FB O | 1560 | 6 BHP | DIÉSEL | VERTICAL | S/F | 2007
HURST | N/A | V150-150-142 | 0 | DIÉSEL | 0 | 0 | 0
HOT SHOT | ES-60 | N4-6264-777 | 0 | ELECTRICA | CALDERA | 0 | 0
POWER MASTER No.4 | WB-A2-3P (FG2) | 18100P-WBRG-07 | 100 BHP | GLP | HORIZONTAL 'PIROTUBULAR 3 PASOS WETBACK | 2018 | 2018
YORK SHIPLEY | SPHC-80-2 94220 | 99-20811H-12966 | 80 BHP | DIÉSEL | HORIZONTAL PIROTUBULAR 3P | 2018 | 2018
SERCON | HS2.0360 | 101290 | 0 | 0 | 0 | 0 | 0
TUTTNAUER | 507SHSG-D | 17030531 | 0 | 0 | AUTOCLAVE | 2017 | 2017
REIMERS | RH-45 | 10147-74170 | 0 | ELECTRICO | AUTOCLAVE | S/F | S/F
MATACHANA | 1008 E-2 | E-30053 | 0 | 0 | 0 | 0 | 0
STERIVAP | SPHP E 669-2FDED | 5171103 | 0 | 0 | AUTOCLAVE | S/F | 2016
MATACHANA | 1008 E-2 | E-30053 | 0 | ELECTRICO | AUTOCLAVE | S/F | S/F
SERCON | HS2.0360 | 101290 | 0 | 0 | AUTOCLAVE | 0 | 0
CASTLE / GETINGE | SMART 5558 | TR-555-TM12-061117-06-01 | 0 | 0 | PIROTUBULAR | 1999 | S/F
YORK SHIPLEY inc | SPHV-80-2 94220 | 99-20812H-12966 | 80 BHP/ 2,760 LB/HR | DIÉSEL | HORIZONTAL PIROTUBULAR | 2002 | 2002
ATELIERS CHAPPAZ | SR 350 | 2528 | 22 | FUEL OIL No. 6 | SE INSCRIBE POR NOTA:010618 DE JOSE ROBERTO GONZÁLEZ RAMOS:180618 | 0 | 0
FULTON | FBS-100D-3P | F1049640A | 100 BHP | DIESEL | HORIZONTAL PIROTUBULAR | 2017 | 2018
ATELIERS CHAPPAZ | SR 350 | 2529 | 22 | FUEL OIL No. 6 | AUTOCKLAVE | 0 | 0
castle/geting | SMART 555 | TR-555-TM12-061117-06-01 | 0 | 0 | HORIZONTAL OIROTUBULAR 3 PASOS | 2002 | 2002
YORK SHIPLEY | SPHC-600-6 | 02-21377 H-14890A | 600 BHP | FUEL OIL No. 6 | HORIZONTAL TUBOS DE FUEGO | 30011961 | 0
CLEAVER BROOKS | CB648-200 | L-24874 | 200 bhp | FUEL OIL No. 6 | HORIZONTAL TUBOS DE FUEGO | 30011961 | 0
CLEAVER BROOKS | CB655-300 | L-28042 | 300 | DIÉSEL | VERTICAL | 1991 | 2013
CLEAVER BROOKS | CB900H25-150 | L52168 | 125 | DIÉSEL | VERTICAL | 2002 | 2012
FULTON | FB – 030 – A | 49956 | 30 BHP | GAS PROP | 0 | 0 | 0
FULTON | ICS-30 | (61576) 90844 | 30 BHP | DIÉSEL No 2 | vertical | 1905-06-24 | 2012
LATTNER | HE 5 | 88520/NB51983 | - - - - | DIÉSEL | 0 | 0 | 0
DE FABRICACION NACIONAL | S/M | S/S | 15 BHP | DIÉSEL No 2 | TUBOS DE AGUA CON SERPENTIN | 0 | 1991
FULTON | ICS100A | 76935 | - - - - | DIÉSEL No 2 | VERTICAL PIROTUBULAR | 2001 | 2003
OSHIMA BOILER | OT250K | SB-1607 | 250 Kg/Hr | DIÉSEL | vertical pirotubular | 2001 | 2003
GARIONI NAVAL | TIPO TH 400 | 720-02 | - - - - | DIÉSEL | 0 | 0 | 0
VIRON | HIB | S/N (40 CALD.) | 0 | DIESEL | 0 | 0 | 0
0 | 0 | 0 | 0 | 0 | AUTOCLAVES | 0 | 2004
S/M | 0 | 0 | 0 | ELECTRICA | PIROTUBULAR WETBACK | 2003 | 2003
YGNIS CALDERA No. 1 | HDK-800 | 3004 | 8000 Kg/Hr | DIÉSEL/GLP | AUTOCLAVES | 0 | 2004
LEVATI No. 1 | C12150 | SE1587-2 | 0 | ELECTRICA | AUTOCLAVES | 0 | 2004
LEVATI No. 2 | C12149 | SE1587-1 | 0 | ELECTRICA | COCEDORES A VAPOR | 0 | 2011
TECNICO No.7 | S/M | S/S | 0 | ELECTRICA | COCEDORES A VAPOR | 0 | S/F
LEVATI | S/M | S/S | 0 | ELECTRICA | COCEDORES A VAPOR | 0 | S/F
LEVATI | S/M | S/S | 0 | ELECTRICA | COCEDORES A VAPOR | 0 | S/F
TECNICO No.10 | S/M | S/S | 0 | ELECTRICA | COCEDORES A VAPOR | 0 | S/F
HARVEY LAB | ST 75920-33 | 1277030399908 | 0 | ELECTRICA | COCEDORES A VAPOR | 0 | 1990
TACORE No. 1 | TC-CV-2017 | 2363/D | 0 | ELECTRICA | COCEDORES A VAPOR | 0 | 1990
TACORE No. 2 | TC-CV-2017 | 2363/C | 0 | ELECTRICA | COCEDORES A VAPOR | 0 | 1990
TACORE No. 3 | TC-CV-2017 | 2363/B | 0 | ELECTRICA | COCEDORES A VAPOR | 0 | 1990
TACORE No. 4 | TC-CV-2017 | 2363/A | 0 | ELECTRICA | COCEDORES A VAPOR | 0 | 1990
TACORE No. 5 | DC-38 | 2064/3 | 0 | ELECTRICA | AUTOCLAVES | 0 | 1990
TACORE No. 6 | DC-38 | 2064/5 | 0 | ELECTRICA | AUTOCLAVES | 0 | 1990
TACORE No. 7 | DC-38 | 2064/4 | 0 | ELECTRICA | AUTOCLAVES | 0 | 2013
TACORE No. 7 | DC-38 | 2064/6 | 0 | ELECTRICA | AUTOCLAVES | 0 | 2015
STERIBRU No.3 | STB-1500 | 853 | 0 | ELECTRICA | AUTOCLAVES | 0 | 2015
STERIBRU No. 4 | STB-1500 | 854 | 0 | ELECTRICA | AUTOCLAVES | 0 | 2014
STERIBRU No. 5 | STB-15002 | 165 | 0 | ELECTRICA | AUTOCLAVES | 0 | 2015
STERIBRU No. 6 | STB 15002P8850VD | 2198 | 0 | ELECTRICA | CACEDOR A VAPOR | 0 | 2015
STERIBRU No. 8 | STB 15002P8850VD | 2199 | 0 | ELECTRICA | CACEDOR A VAPOR | 0 | 2014
STERIBRU No. 9 | STB 15002P3500VD | 1818 | 0 | ELECTRICA | CACEDOR A VAPOR | 0 | 2015
STERIBRU No. I+D+i | STB 70001P600DV | 178 | 0 | ELECTRICA | PIROTUBULAR WETBACK | 2003 | 2003
YGNIS CALDERA 2 | HDK-800 | 3005 | 8,000 KW/HR | FUEL OIL No. 2 | PIROTUBULAR HORIZONTAL | 2002 | 2003
YGNIS | AK3-300 | 3006 | 0 | FUEL OIL | PIROTUBULAR HORIZONTAL FRLUIDO TERMICO | 2001 | 2002
INPLAN INGENIERURTECHNIK | TYPE H 1500 | 01061 | 1,744 Kw/Hr | FUEL OIL No. 6 | TEÑIDORA | 0 | 1971
No. 1 DURAND | S/D 7,000 Lts | 856 | 0 | 0 | TEÑIDORA | 0 | 1980
No. 2 ADAIBRA | ROM 14/22 | 3636 | 0 | 0 | TEÑIDORA | 0 | 1989
No. 3 BRUCKNER | SUPRAFLEX | 5616 | 0 | 0 | TEÑIDORA | 0 | 1989
No. 4 ATYC | ST-1025 | 5737 | 0 | 0 | TEÑIDORA | 0 | 1976
No. 5 ATYC | ST-1025 | 5736 | 0 | 0 | TEÑIDORA | 0 | 1976
No. 6 OBERMAIR | TURBOSTAT 10HE | 2787 | 0 | 0 | TEÑIDORA | 0 | 2003
No. 7 OBERMAIR | TURBOSTAT 10HE | 2787 | 0 | 0 | TEÑIDORA | 0 | 1960
No. 8 ATYC | SUPERTURBO C1450 | 14538-1 | 0 | 0 | TEÑIDORA | 0 | 1974
TRI-ANGLE WELDING & ENG. CO | S/D 7,000 LTS | S/S | 0 | 0 | TEÑIDORA | 0 | 2015
ADIRBA | ROM 10/22 | 2440 | 0 | 0 | TEÑIDORA | 0 | 2015
UGOLINI SCHIO | TORPEDO | 2970 | 0 | 0 | TEÑIDORA | 0 | 2015
FULTON | RB-3000 | HF-0004 | 300 BHP | FUEL OIL No. 6 | PIROTUBULAR HORIZONTAL | 2002 | 2003
FULTON | FB-200 A | 87446 | 0 | DIÉSEL | 0 | 0 | 0
OSHIMA | OT-500 K | 15287 | 0 | GAS LP | 0 | 0 | 0
OSHIMA | OT-500 K | 15288 | 0 | DIÉSEL | 0 | 0 | 0
FULTON | MDSC 2070 | 72415 | 60 | DIÉSEL | 0 | 0 | 0
FULTON | FB-060-A | 82433 | 60 BHP | FUEL OIL No. 2 | VERTICAL | 1998 | 2008
FULTON | SD-060-A | 78572 | 60 | DIÉSEL
YORK SHIPLEY | SPHV-40-2 93947 | 7266831-H54308 | 40 BHP | DIÉSEL | HORIZONTAL PIROTUBULAR | 1973 | 2005
S/M | S/M | S/S | 0 | ELECTRICA | 0 | 0 | 0
ERIE CITY IRONWORKS | S/M | S/S | 175 BHP | AZUFRE POLVO | HORIZONTALPIROTUBULAR | 1963 | 1963
REINER ELECT. STEAM | RH-12 | 17538 | 0 | FUEL OIL No. 6 | 0 | 0 | 0
FULTON | ICS-030-A | 77643 | 30 BHP | DIESEL | VERTICAL SIN TUBOS | 1996 | S/F
CLEAVER BROOKS | CB-200-250 | L-95706 | 250 BHP | FUEL OIL No. 6 | HORIZONTAL PIROTUBULAR 3 PASOS | 2001 | 2001
S/M | S/M | S/S | 0 | DIESEL
YORK SHIPLEY | SPHV-200-6 | 01-21245 h- 14594 | 200 BHP | DIESEL NO.6 | HORIZONTAL PIROTUBULAR 3 PASOS | 2001 | 2001
OFFICESTREBEL | E111 PD | 0 | 0 | BIOMASA | 0 | 0 | 0
FULTON | ICS-60 | 94508 | 0 | ELECTRICD. | 0 | 0 | 0
SERMATEC (BRASIL) | VS-500 | VS 5120/2 | 120 TON/HR | BIOMASA | TUBOS DE AGUA (ACUATUBULAR) | 2002 | 2002/2003
REINERS | RH18 | 0 | 0 | DIESEL | 0 | 0 | 0
REINERS | RH 60 | 0901-58988 | 0 | ELECTRICA. | HORIZONTAL | 0 | 0
FULTON | FB0209 | 92972 | 0 | GAS PRO. | 0 | 0 | 0
FIULTON | FB0209 | 92973 | 0 | DIESEL | 0 | 0 | 0
FULTON | FB-0-15-A | 93733 | 15 BHP | GLP | VERTICAL PIROTUBULAR 3 PASOS | 1993 | 1993
FULTON | ICS-20 | 88711 | 20 BHP | DIESEL NO 2 | VERTICAL PIROTUBULAR 3 PASOS | 1993 | 2001 reubicada
YORK SHIPLEY CALDERA No. 2PLANTA 5 | SPHV 300 6 | 93-18836 H-11143 | 300 BHP | FUEL OIL No. 6 | VERTICAL PIROTUBULAR 3 PASOS | 1991 | 1991
YORK SHIPLEY CALDERA 3 PLANTA 1 | SPHV-300-6 | 93-18836 H99115 | 300 BHP | FUEL OIL No. 6 | VERTICAL PIROTUBULAR 3 PASOS | 1981 | 1981
YORK SHIPLEY CALDERA 1 PLANTA 1 | SPHV 250 6 | 91-18313 | 250 BHP | FUEL OIL No. 6 | VERTICAL PIROTUBULAR 3 PASOS | 1993 | 2015
YORK SHIPLEY CALDERA 2 PLANTA 1 | SPHC 150 6 | 81-14017 | 150 BHP | FUEL OIL No. 6 | VERTICAL PIROTUBULAR 3 PASOS | 1988 | 2005
YORK SHIPLEY | SPHC 150 6 | 7711214 | 150 | FUEL OIL No. 6 | 0 | 0 | 0
YORK SHIPLEY (caldera No.3 PLANTA 3) | SPHV-125-6 | 8817152 H94309 | 125 BHP | FUEL OIL No. 6 | PIROTUBULAR 3 PASOS | 1988 | 2005
YORK SHIPLEY | SPHC 80 6 | 81814308 | 0 | FUEL OIL No. 6 | 0 | 0 | 0
LONG CHUAN MACH. | LC-4 | L-318 | 0 | DIESEL NO 2 | 0 | 0 | 0
LONG CHUAN MACH. | LC-4 | L-318 | 0 | VAPOR | HORIZONTAL TUBOS DE FUEGO 3 PASOS | 2002 | 2002-12-01
FULTON | RB-1000 | HF 0003 | 96 BHP | DIESEL NO 2 | HORIZONTAL TUBOS DE FUEGO 3 PASOS | 2002 | 2002-12-01
MATACHANA | E-10456 | 1000 | 0 | VAPOR | horizontal pirotubular | 0 | 0
MATACHANA | E-10455 | 1000 | 0 | VAPOR | AUTOCLAVE | 0 | 0
MATACHANA | E-10540 | 1000 | 0 | BIOMASA | AUTOCLAVE | 0 | 0
CONSOLIDATED | SSR-3A-MO | 121102 | 0 | ELECTRICA | AUTOCLAVE | 0 | 2002
TUTTNAVER | 6671162 | 13121101 | 0 | 0 | AUTOCLAVE | 0 | 2015
ABCO | 54X14HRT | 8314 | 3,548 LB/HR | BIOMASA | PIROTUBULAR | 1983 | 1984
THE ELECT. S.G. | LB 20 | 30478 | 0 | BIOMASA | 0 | 0 | 0
FULTON | FB020 A | 75341 | 60 BHP | GAS PROP | VERTICAL | 1996 | 1999
HAMILTON | SA | D-315-2 | 0 | VAPOR | MARMITA | 1988 | S/F
HAMILTON | SA | D-315-2 | 0 | VAPOR | MARMITA | S/F | S/F
LEGION | LT-80 | 841057 | 0 | VAPOR | MARMITA | S/F | S/F
S/M | S/M | S/S | 0 | VAPOR | MARMITA | S/F | S/F
S/M | S/M | S/S | 0 | VAPOR | MARMITA | S/F | S/F
SQUIRE | S/M | S/S | 0 | DIESEL | 0 | 0 | 0
FULTON | ICS 80 | 84809 | 0 | DIESEL | 0 | 0 | 0
FULTON | ICS 60 | 79698 | 0 | DIESEL | 0 | 0 | 0
BRYAM | L205150 | 52458 | 0 | DIESEL | 0 | 0 | 0
BRYAM | L 205 | 522458 | 0 | DIESEL | 0 | 0 | 0
KEWANEE CALDERA No.1 | H3S100-0 | 12303 | 100 BHP | GAS /DIESEL | pirotubular 3 pasos | 1998 | 1998
GROEN DOVER | S/M | S/S | 0 | 0 | MARMITA 20 | S/F | S/F
GROEN DOVER | DLT-40 | 53312 | 0 | 0 | MARMITA 20 | 1998 | 1998
GROEN DOVER | DLT-40 | 55526 | 0 | 0 | MARMITA 40 | 1998 | 1998
KEWANEE CALDERA No. 2 | H3S100-0 | 12269 | 100 BHP | GAS /DIESEL | pirotubular 3 pasos | 1998 | 1999
FULTON | FB 020A | 60225 | 0 | DIESEL | 0 | 0 | 0
FULTON | FB 020A | 0 | 0 | FUEL OIL No. 6 | 0 | 0 | 0
FULTON | FB 030A | 88229 | 0 | DIESEL | vertical tubeless | 2001 | 2019
YORK SHIPLEY | SPHC-250-6 | 74-8867 H 60772 | 250 BHP | glp/biogas/No.6 | pirotubular 3 pasos | 1974 | S/F
YORK SHIPLEY | VTB300-30-2-167806 | H-94375 | 30 | FUEL OIL No. 6 | AUTOCLAVE No2 | S/F | S/F
CONSALIDATED | SSR-3A | 1577 | 0 | 0 | autoclave | S/F | S/F
FULTON | VMP- 80 | 94382 | 80 BHP | FUEL OIL No. 6 | VERTICAL TUBELESS | 2004 | 2007
HURST No. 1 | 300-S3-A-1-100-150 | DS500-150-2M | 100 BHP | GLP | MARMITA | S/F | S/F
LAGARDE No. 1 (5,990LTS) | S1300 2BE | SVS-116E | 0 | VAPOR | AUTOCLAVES | 2007 | S/F
LAGARDE No.2 (8,450) | S1300 2BF | SVS-185E | 0 | VAPOR | AUTOCLAVES | 2013 | S/F
LAGARDE No.3 (6,820) | 2BE | SVS-222E | 0 | VAPOR | AUTOCLAVES | 2016 | S/F
LAGARDE No. 4 (8,450) | 2BE | SVS-233E | 0 | VAPOR | AUTOCLAVES | 2016 | S/F
ILMATEC (CILINDRICA VERTICAL) 1 | MCFR-1200 | 5783 | 0 | VAPOR | MARMITA | S/F | S/F
(CILINDRICA VERTICAL) 2 | S/M | S/S | 0 | VAPOR | MARMITA | S/F | S/F
TIPO OLLA 3 | S/M | S/S | 0 | VAPOR | MARMITA | S/F | S/F
ILMATEC (CILINDRICA VERTICAL) 4 | MCFR-1200 | S/S | 0 | VAPOR | MARMITA | S/F | S/F
(CILINDRICA VERTICAL) 5 | S/M | 79-T | 0 | VAPOR | MARMITA | S/F | S/F
LEE MATAL (TIPO OLLA) 6 | S/M | S/S | 0 | VAPOR | MARMITA | S/F | S/F
TIPO OLLA 1 | S/M | S/S | 0 | VAPOR | MARMITA | S/F | S/F
TIPO OLLA 2 | S/M | S/S | 0 | VAPOR | MARMITA | S/F | S/F
TIPO OLLA 3 | S/M | S/S | 0 | VAPOR | MARMITA | S/F | S/F
CILINDRICA VERTICAL 4 | S/M | S/S | 0 | VAPOR | MARMITA | S/F | S/F
J.C PARDO&SONS 1 | S/M | 3858-2 | 0 | VAPOR | MARMITA | 1961 | S/F
HAMILTON 2 | S/M | B726-1 | 0 | VAPOR | MARMITA | 1972 | S/F
LEE INDUSTRIES 3 | 100D9MS | 95497-1-2 | 0 | VAPOR | MARMITA | 2016 | S/F
LEE INDUSTRIES 4 | 100D9MS | 95497-1-1 | 0 | VAPOR | MARMITA | 2016 | S/F
GROENDOVER 5 | PT-30 | 19/6 | 0 | VAPOR | MARMITA | S/F | S/F
ICI-CALDAIE | BX-90 | 90171 | 11.6 BHP | GLP | horizontal tubos de fuego | 25012001 | 2001
CLEAVER BROOKS | CB-700-60-150 | L-103141 | 60 BHP | GLP | PIROTUBULAR 4 PASOS | 2003 | 2004
J. C. PARDOS&SON,INC. | HA-MKDL-200-CC | 8164-1 | 0 | 0 | MAMITAS | 0 | 0
J. C. PARDOS&SON,INC. | HA-MKDL-200-CC | 8164-2 | 0 | 0 | MAMITAS | 0 | 0
J. C. PARDOS&SON,INC. | HA-MKDL-200-CC | 8166 | 0 | 0 | MAMITAS | 0 | 0
CLEVELAND RANGE | S/M | S/S | 0 | 0 | COCINA A VAPOR | 0 | 0
CLEAVER BROOKS | CB-700-60-150 | L-103142 | 60 BHP | GLP | PIROTUBULAR 4 PASOS | 2006 | 2006
CLEAVER BROOKS caldera 3 | CB600-800-200 | OL-94904 | 800 BHP | FUEL OIL No. 6 | pirotubular 4 pasos | 1996 | 2005
JERICHO | HL-360 | JE 356 A | 0 | ELECTRICA | AUTOCLAVE | 1995 | S/F
JERICHO | HL-360 | JE 356 B | 0 | ELECTRICA | AUTOCLAVE | 1995 | S/F
LATTNER | ELECTRIS BOILER | 95375 | 0 | GLP | PIROTUBULAR 4 PASOS | 2003 | 2004
CLEAVER BROOKS | CB600-800-250 | OL- 103171 | 800 BHP | FUEL OIL No. 6/GAS LP | PIROTUBULAR 4 PASOS | 2003 | 2004
LONG CHUANG | TIPO LC – 10 | MA-F-L -341 | 500 HP | FUEL OIL No. 6 | PIROTUBULAR | 2003 | 2004
ALKOTA | 2162 | 213789 | 0 | DIESEL 2 | 0 | 0 | 0
CLEAVER BROOKS | CB-600-250-150 | OL-103329 | 250 bhp | FUEL OIL No. 6 | HORIZONTAL TUBOS DE FUEGO 4 PASOS | 2003 | 2004/REINSTALADA2015
CLEAVER BROOKS caldera1 | CB100-100-150 | L-98258 | 100BHP | FUEL OIL 2 | PIROTUBULAR 4 PASOS | 1998 | 1998
CONSOLIDATE ARSENAL | SR 24 A | 5500-86 | 0 | 0 | AUTOCLAVE | 0 | 2003
MATACHANAARSENAL | SC500 | SC502-E-2 | 0 | 0 | AUTOCLAVE | 0 | 2016
MARKET FORGE LABORATORIO | STMEL | 200105 | 0 | 0 | AUTOCLAVE | 0 | 2016
AMARO ARSENAL | AMARO 5000 | S/S | 0 | 0 | AUTOCLAVE | 0 | 2016
CONSOLIDATE ARSENAL | SR 24 A | 9403 | 0 | 0 | AUTOCLAVE | 0 | 2016
TUTTNAUER | 55120-2V-SP | 18021008 | 0 | 0 | AUTOCLAVE | 2018 | 2019
STURDY LABORATORIO | SA-232X | 160707010-050 | 0 | 0 | PIROTUBULAR | 2000 | 2000
CLEAVER BROOKS | CB100-100-150 | L-98259 | 100 HP | FUEL OIL 2 | PIROTUBULAR 4 PASOS | 1998 | 1998
CLEAVER BROOKS | CB100-150-150 | OL-103410 | 150 BHP | FUEL OIL 2 | pirotubular 4 pasos | 2003 | 2003
LEGION | LT-80 | 841060 | 0 | 0 | MARMITA | S/F | S/F
LEGION | LT-80 | 841054 | 0 | 0 | MARMITA | S/F | S/F
LEGION | LT-80 | 841069 | 0 | 0 | MARMITA | S/F | S/F
DOVER | FT-40 | 105250 | 0 | 0 | VERTICAL 3 PASOS | 1993 | 1993
YORK SHIPLEY | SHPC-60-6 | 93-18896 | 60 HP | GLP | pirotubular 3 pasos | 1993 | 1993
CONSOLIDATED | 16D36 | 41393 | 0 | ELECRICA | AUTOCLAVE | 0 | 1992
CONSOLIDATED | 24D36 | 40593 | 0 | ELECRICA | AUTOCLAVE | 0 | 1992
CONSOLIDATED | 24D36 | 14493 | 0 | ELECRICA | VERTICAL 3 PASOS | 2003 | 2004
YORK SHIPLEY | SHP-606 | 9318896 (H99182) | 60 HP | GLP | PIROTUBULAR 3 PASOS | 2004 | 2004
CLEAVER BROKS | CB600-150-150 | OL-103818 | 150 BHP | FUEL OIL No. 6 | horizontal | 2004 | 2004
FULTON | FB030A | 93452 | 30 BHP | ELECTRICA | AUTOCLAVE | 1996 | 0
FERLEX | 2655 | 2302 GRUPO 3 CATEGORIA III CALSE C | 0 | electrico | AUTOCLAVE | 1905-06-23 | 0
FERLEX | 2935 | 2302 GRUPO 3 CATEGORIA III CALSE C | 0 | electrico | AUTOCLAVE | 1905-06-18 | 0
FERLEX | 10 pneus | 2302 GRUPO 3 CATEGORIA III CALSE C | 0 | velectrico | AUTOCLAVE | 1905-06-18 | 0
LONG CHUANG MACH. | LC-10 | 1-341 | 460 | FUEL OIL No. 6 | 0 | 0 | 0
FRECO | 690 | 97-124 | 42 BHP | DIESEL | HORIZONTAL TUBOS DE FUEGO | 1997-10-01 | 1997
LONG CHUANMACHINERY WORKS | TYPE LC-2 | K-039 | 115BHP | FUEL OIL No. 6 | PIROTUBULAR 3 PASOS WETBACK | 2002 | 2008
FULTON | FB015-A | 54044 | 15 | GAS LP | 0 | 0 | 0
HURTS | 351080 | 120-150-1M | 60 BHP | FUEL OIL No. 2 | VERTICAL 4 PASOS | 2003 | 2005
HURST | 4VT-CYCLONE | V49-150-133M | 10 HP | GLP | VERTICAL 4 PASOS | 2004 | 2004
SUSSMAN | ES-18 | K10450-493-1 | 0 | DIESEL 2 | 0 | 0 | 0
CLAYTON | EG.10 | M-21791 | 10BHP | ELECTRICA | VAPOR TUBOS DE AGUA | 2018 | 2018
SUPERIOR BOILER | HRT-60-18-1125 | 11895 | 150 | BIOMASA | 0 | 0 | 0
CLEAVER BROOKS caldera 1 | CB-100-80-150 | L-101911 | 80 BHP | DIESEL | PIROTUBUKLAR 4 PASOS | 2002 | 2002
COMBUSTION 2 | VU 4 D | 0 | 0 | ELECTRICA | 0 | 0 | 0
ALKOTA | 2162 | 221877 | 0 | ELECTRICA | AUTOCVLAVE | S/F | S/F
AMSCO | 3021 EAGLE | FHC-AMSCO3021 | 0 | ELECTRICO | AUTOCVLAVE | S/F | S/F
AMSCO | 3021 EAGLE | FHC-AMSCO3021 | 0 | ELECTRICA | AUTOCVLAVE | S/F | S/F
CONSOLITED | 16D36 ECONOMY | 102392 | 0 | ELECTRICA | AUTOCVLAVE | S/F | S/F
BOILER | 84-20-2900 | 9550 | 0 | ELECTRICA | 0 | 0 | 0
FULTON | VMT-80 | 94382 | 0 | ELECTRICA | 0 | 0 | 0
0 | 0 | 0 | 0 | 0 | 0 | 0 | 0
0 | 0 | 0 | 0 | 0 | 0 | 0 | 0
BONO | OMV-1250 | 23253 | 1,250 M KCALO/HR | GLP | VERTICAL CON SERPENTIN DE FLUIDO TÈRMICO | 1994 | 1994
AERCO | BT06 AP1 | H-97-246 | 0 | ELECTRICA | CALENTADORES | 0 | 1997
AERCO | BT06 AP2 | H-97-247 | 0 | ELECTRICA | CALENTADORES | 0 | 1997
AERCO | BT06 AP1 | H-97-244 | 0 | ELECTRICA | CALENTADORES | 0 | 1997
AERCO | BT06 AP1 | H-97-245 | 0 | ELECTRICA | CALENTADORES | 0 | 1997
CLEAVER BROOKS | CB600-700-150 | OL-103793 | 700 | ELECTRICA | 0 | 0 | 0
CONSOLIDETED PRESSURE STEAM STERILLIZER | 16036 | S/S | 0 | 0 | AUTOCLAVE | S/F | S/F
CONSOLIDETED PRESSURE STEAM STERILLIZER | 16036 | 71698 | 0 | ELECTRICA | AUTOCLAVE | S/F | S/F
GENERAL ELECTRIC | 0 | F-2-916 | 0 | BUNKER C | AUTOCLAVE | S/F | S/F
TUTTNAER D-LINER | 2340 M | 2510579 | 0 | 0 | autoclave | S/F | S/F
GENERAL ELECTRIC | GE 40T6A | GE 1001F201916 | 0 | 0 | CALENTADOR ELECTRICO | S/F | S/F
ALL AMERICAN | 25X-1 | 000515 | 0 | 0 | autoclave | S/F | S/F
SUNRAY | WS-P-30 | 1-100 | 0 | DIESEL | 0 | 0 | 0
FULTON | ICS30 | 88700 | 30 BHP | FUEL OIL No. 6 | VERTICAL PIROTUBULAR | 2001 | 2001
COLUMBIA | CT-RATING H.P. 15 | 148475 | 15 BHP | DIESEL | pirotubular horizontal 4 pasos | 2005 | 2005
COLUMBIA | CT-RATING H.P. 15 | 148475 | 15 BHP | DIESEL | vertical | 1998 | 2008
CLEAVER BROOKS caldera No.2 | CB-600-150-150 | OL-104244 | 150 bhp | FUEL OIL No. 6 | 0 | 0 | 0
FULTON | FB-015-A | 60745 | 0 | GAS LP | 0 | 0 | 0
FULTON | FB-030-A | 76492 | 0 | ELECTRICA | 0 | 0 | 0
LANCHIVAR CORPOR. | CLR-125-075-DF9 | AG4977243 | 0 | DIESEL | 0 | 0 | 0
LATTNER BOILER | 15KEA | 27536 | 0 | FUEL OIL No. 6/GAS LP | VERTICAL PIROTUBULAR | 2005 | 2004
FULTON | VMP-80 | 98059 | 80 BHP | FUEL OIL No. 6 | PIROTUBULAR 4 PASOS | 2005 | 2005
CLEAVER BROOKS CALD. No.3 | CB-600-800-150 | OL-104266 | 800 BHP | FUEL OIL No. 6/GAS LP | TEÑIDORA | 0 | 2005
FONG´S 01 | Allfit-30 | 30017677 | 0 | ELECTRICA | TEÑIDORA | 0 | 2005
FONG´S 02 | Allfit-30 | 30017679 | 0 | ELECTRICA | TEÑIDORA | 0 | 2005
FONG´S 03 | Allfit-30 | 30017678 | 0 | ELECTRICA | TEÑIDORA | 0 | 2005
FONG´S 04 | Allfit-30 | 30017674 | 0 | ELECTRICA | TEÑIDORA | 0 | 2008
FONG´S 05 | Eco-6-1T | 30017779 | 0 | ELECTRICA | TEÑIDORA | 0 | 2008
FONG´S 14 | Allfit-30 | 33024772 | 0 | ELECTRICA | TEÑIDORA | 0 | 2007
FONG´S 15 | Allfit-30 | 33024773 | 0 | ELECTRICA | TEÑIDORA | 0 | 2008
FONG'S 06 | HJS-1T | 32023489 | 0 | ELECTRICA | TEÑIDORA | 0 | 2008
FONG'S 07 | HSJ-1T | 32023490 | 0 | ELECTRICA | TEÑIDORA | 0 | 2015
FONG'S 08 | ECO 6 6T | 40033676 | 0 | ELECTRICA | TEÑIDORA | 0 | 2016
MCS 01 | D&F | 20533 | 0 | ELECTRICA | TEÑIDORA | 0 | 2016
MCS 02 | SYN-50 | 111625 | 0 | ELECTRICA | TEÑIDORA | 0 | 2016
THEN 12 | SYN-50 | 111625 | 0 | ELECTRICO | TEÑIDORA | 0 | 1977
MCS 03 | D&F | 20541 | 0 | ELECTRICO | TEÑIDORA | 2016 | 0
FONG'S 09 OK | ECO6-6T | 40033678 | 0 | ELECTRICO | TEÑIDORA | 2009 | 0
FONG'S 11 ** | ALLFIT-30 | 34025694 | 0 | ELECTRICO | SECADORA | 2009 | 0
FONG'S 11** | ALLFIT-30 | 34025693 | 0 | ELECTRICO | SECADORA | 2009 | 0
FONG'S OK | ECO6-6T | 40033677T | 0 | ELECTRICO | SECADORA | 2009 | 0
ALKOTA | 3402 E | 230929 | 0 | DIESEL | 0 | 0 | 0
FULTON | FB-015A | 48518 | 15 BHP | DIESEL | VERTICAL PIROTUBULAR | 1977 | 1977
FULTON | FB-030A | 49881 | 30 BHP | DIESEL | VERTICAL PIROTUBULAR | 1986 | 1986
FULTON | FB-060A | 91807 | 60 BHP | DIESEL | VERTICAL PIROTUBULAR | 2002 | 2002
RHEEM RUUD | S/M | S/S | 0 | ELECTRICA | HORIZONTAL PIROTUBULAR | 2005 | 2007
ATTSU | RL-1550- 8 | 2565 | 80 bhp | DIESEL | AUTOCLAVE | S/F | S/F
PELTON & CRANE | MC | A6-4704 | 0 | ELECTRICA | AUTOCLAVE | S/F | S/F
PELTON & CRANE | MC | A6-4716 | 0 | ELECTRICA | AUTOCLAVE | S/F | S/F
PELTON & CRANE | MC | A6-4716 | 0 | ELECTRICA | AUTOCLAVE | S/F | S/F
PELTON CASTLE | 3522 | 94H576245 | 0 | ELECTRICA | HORIZONTAL PIROTUBULAR | 2005 | 2007
ATTSU | RL-1550- 8 | 2542 | 16 LBP7H | DIESEL | MARMITA | 1977 | 0
GROEN | D-10 | N/S | 0 | ELECTRICA | MARMITA | 1977 | 0
GROEN | D-20 | N/S | 0 | ELECTRICA | MARMITA | 1977 | 0
GROEN | D-20 | N/S | 0 | ELECTRICA | MARMITA | 1977 | 0
GROEN | D-20 | N/S | 60 BHP | ELECTRICA | PIROTUBULAR HORIZONTAL | 1968 | S/F
POWER MASTER | JL | 6806007 | 60 BHP | FUEL OIL No. 2 | PIROTUBULAR HORIZONTAL | 1968 | S/F
YORK SHIPLEY | SPHV-60-2 | 87-16833 H93590 | S/BHP | ELECTRICA | MARMITA | 0 | 1974
CROWN | KDLS – 60 | 43295 -IR | S/BHP | ELECTRICA | MARMITA | 0 | 1996
DOVER | PT 40 | 69272 | S/BHP | ELECTRICA | MARMITA | 0 | 1954
DOVER | PT 40 | 69271 | S/BHP | ELECTRICA | HORIZONTAL PIROTUBULAR 3 PASOS | 1987 | 1987
CROWN | KDLS – 60 | 4329-IR | S/BHP | ELECTRICA | 0 | 0 | 0
LEGION | L-100 | 40226 | S/BHP | DIESEL | AGUA CALIENTE CON SERPENTIN | 2005 | 2005
GIRBAU | PS-5132V | 630-232 | 0 | DIESEL | PIROTUBULAR TÈRMICO | 2004 | 2004
YORK SHIPLEY | SPHV-60-2 | 87-16831 H93590 | 60 BHP | FUEL OIL No. 6/GAS LP | AGUA CALIENTE CON SERPENTIN | 2005 | 2005
PARKER INDUSTRIAL | 0-528 | 964260 | 22 BHP | DIESEL | AGUA CALIENTE CON SERPENTIN | 2005 | 2005
INPLAN INGENIERURTECHNIK | TYPE H-2500 | 40007 | 2907 Kw/Hr | FUEL OIL No. 6/GAS LP | AGUA CALIENTE CON SERPENTIN | 2005 | 2005
B DE L GEMATION | N2050A | 52330600 | 0 | 0 | 0 | 0 | 0
YORK SHIPLEY | SHP 350-6 | 91-18640 | 350 BHP | FUEL OIL No. 6 | HORIZONTAL PIROTUBULAR | 1991 | 2007
CLEAVER BROOKS | CB-600-60-150 | L-91126 | 60 BHP | FUEL OIL No. 2 | PIROTUBULAR 4 PASOS | 1992 | 2004
YORK SHIPLEY | SPHC-100-69587 | 76-10740H67131 | 100 | LPG | 0 | 0 | 0
HURTS | 4VT-CYCLONE | V86150-74M | 0 | DIESEL | 0 | 0 | 0
NAT-80 | HOT WATER BOILER | 0 | 0 | DIESEL | 0 | 0 | 0
CLEAVER BROOKS caldera 2 | CB-100-80 | L-101912 | 80BHP | DIESEL NO. 2 | PIROTUBULAR 4 PASOS | 2002 | 2002
CLEAVER BROOKS | CB-180-80 | 0 | 0 | ELECTRICA | 0 | 0 | 0
YORK SHIPLEY | SPAV-50-93948 | 71615H53395 | 0 | DIESEL | 0 | 0 | 0
SUSSMAN ELECTRIC | ES -18 | K-10450 Y-93-1 | 17 Kw | vaspor/electrica | VERTICAL | 1/F | 1991
SULLIAR | ES11-50L/AC/SUL/460V | 003-127778 | 50HP (100-110 PSI) | 0 | VAPOR ELECTRICA | 1993 | S/F
SULLIAR | ES11-50L/AC/SUL/460V | 003-127777 | 50HP (100-110 PSI) | 0 | COMPRESOR | 0 | 0
SULLIAR | ES11-50L/AC/SUL/460V | 003-111955 | 50HP (100-110 PSI) | 0 | COMPRESOR | 0 | 0
FULTON | ICS-30 | 83020 | 0 | DIESEL | 0 | 0 | 0
FULTON | FB-080 | S/S | 80 BHP | FUEL OIL No. 2 | VERTICAL SIN TUBOS | S/F | 2011
FABRICACION NAC. | 0 | 0 | 0 | 0 | 0 | 0 | 0
CLEAVER BROOKS No. 5 | CB-600-800-150 | OL-104480 | 800 bhp | FUEL OIL No. 6 | PIROTUBULAR 4 PASOS | 2005 | 2005
CLEAVER BROOKS CALDERA No.4 | CB-600-800-150 | OL-104265 | 800 BHP | FUEL OIL No. 6 | PIROTUBULAR 4 PASOS | 2005 | 2005
0 | 0 | 0 | 0 | FUEL OIL No. 6 | 0 | 0 | 0
YORK SHIPLEY | SPHV-50-93948 | 71615H53395 | 0 | ELECTRICA | 0 | 0 | 0
CLEAVER BROOKS | CB600-350-200 | L-92366 | 350 BHP | FUEL OIL No. 6 | PIROTUBULAR HORIZONTAL 4 PASOS | 1993 | 2007
REINER | RH-120 | 1005-63274 | 7,2HP | ELECTRICA | HORIZONTYAL ELECTRICA | 2005 | 2005
SERMATEC | 0 | 0 | 0 | 0 | VERTICAL TUBELESS | 2005 | 2005
FULTON | FB-020-A | 47555/T38685 | 20BHP | DIESEL | VERTICAL DE CHAQUETA | 1985 | 1985
FULTON | ICS-15 | 100192 | 15 BHP | FUEL OIL No. 2 | VETICAL TUBELESS | 2005 | 2005
GROEN | S/M | 01820-1970 | 15 PSI | 0 | MARMITA | S/F | S/F
NSF | FT-80 | 1979 | 25 PSI | 0 | MARMITA | S/F | S/F
GROEN | FT-30 | 21709 | 25 PSI | 0 | MARMITA | S/F | S/F
GROEN | S/M | S/S | 25 PSI | 0 | MARMITA | S/F | S/F
S/M | S/M | S/S | 15 PSI | 0 | MARMITA | S/F | S/F
GROEN | FT-30 | 21709 | 15 PSI | 0 | MARMITA | S/F | S/F
GROEN | FT-60 | 1974 | 15 PSI | 0 | MARMITA | S/F | S/F
LEGION | S/M | 738065-738064 | 15 PSI | 0 | MARMITA | S/F | S/F
LEGION | S/M | 738065-738064 | 15 PSI | 0 | MARMITA | S/F | S/F
S/M | S/M | S/S | 15 PSI | 0 | TINA PRESURIZADA | S/F | S/F
S/M | S/M | S/S | 15 PSI | 0 | MACERADOR | S/F | S/F
BURNHAM | 3P.100.50.LB | 16302 | 0 | DIESEL | 0 | 0 | 0
KEWWANEE | H3S-50-50 | IP.8280 | 0 | FUEL OIL No. 6 | 0 | 0 | 0
KEWWANEE | H3S-50-50 | 2P-8282 | 0 | FUEL OIL No. 6 | HIBRIDA: TUBOS DE FUEGO-TUBOS DE AGUA | 2006 | 2005
YORK SHIPLEY No. 2 | SPHC-500 N/2 | 85-16251 H-86671 | 500BHP | FUEL OIL No. 6 | PIROTUBULAR 3 PASOS | 1986 | 2006
YORK SHIPLEY | 560-SPHV150-6 | 06-21866 | 150 BHP | GLP | HORIZONTAL TUBOS DE FUEGO | 2006 | S/F
BOOSTER | BO-300-TD | 960835 | 0 | DIESEL | 0 | 0 | 0
FULTON | VMT-80 | 94382 | 0 | FUEL OIL No. 6 | 0 | 0 | 0
BOCK | 0 | 0 | 0 | DIESEL | 0 | 0 | 0
CLEAVER BROOKS | CB-LE-600-150-150 | OL104964 | 150 | BIOMASA | 0 | 0 | 0
CLEAVER BROOKS, equipo No. 1 | CB 101-60 | L-80927 | 80 bhp | diesel | PIROTUBULAR HORIZONTAL | 1986 | 1897
PELTON & CRANE CO. | MC MAGNA-CLAVE | A6-4604 | 0 | ELECTRICA | AUTOCLAVE | S/F | S/F
CONSOLIDATED STILL & STERILIZER | S/M | S/S | 0 | ELECTRICA | AUTOCLAVE | S/F | S/F
TUTTNAVER | S/M | S/S | 0 | ELECTRICA | AUTOCLAVE | S/F | S/F
HURST | S/M | HYB 898-150-13 | 500 BHP | SOLIDO/COMBUSTIBLES DIVERSOS | HIBRIDA/TUBOS DE FUEGO Y TUBOS DE AGUA | 2005 | 2005
BOOSTER | BD-300TD | 960835 | 0 | FUEL OIL No. 6 | 0 | 0 | 0
SERMATEC | MZL-14.3 | K-0300474 | 0 | BUNKER C | HORIZONTAL TUBOS DE FUEGO 4 PASOS | 6131977 | 2008
SERMATEC | MZL-14.3 | 4.473 | 0 | BUNKER C | 0 | 0 | 0
CLEAVER BROOKS | CB-600-100 | L-57041 | 100 | DIESEL | 0 | 0 | 0
HURST | 300 HP HYBRID | HYB1988-150-5 | 300 BHP | BIOMASA | HORIZONTAL TUBOS DE FUEGO 4 PASOS | 2007 | 2007
CLEAVER BROOKS | CB-100-80 | L-63833 | 80 BHP | bunker | HORIZONTAL TUBOS DE FUEGO 4 PASOS | 6131977 | 2008
CLEAVER BROOKS | M-142-30 | L44918 | 0 | DIESEL | 0 | 0 | 0
FULTON | FB-020-A | 92972 | 20 BHP | FUEL OIL No. 6 | VERTICAL TUBOS DE FUEGO | 2003 | 2003
FULTON | FB-020-A | 92973 | 20 BHP | FUEL OIL NO 6 | VERTICAL TUBOS DE FUEGO | 2003 | 2003
CLEAVER BROOKS | CB-LE600-200-150 | OL-105002 | 200 | GAS PROPANO | 0 | 0 | 0
YORK SHIPLEY | SPH-500-6 | 93-19146 H99585 | 500 BHP | FUEL OIL No. 6 | PIROTUBULAR 3 PASOS | 1993 | 1993
LEFLAM/HESA | 521 | O5A500008 | 0 | FUEL OIL No.6 | PIROTUBULAR 4 PASOS | 2007 | 2007
LEFLAM/HESA | 521 | O5A500007 | 0 | FUEL OIL NO. 6 | VERTICAL CON SERPENTIN | 2004 | S/F
CLEAVER BROOKS caldera No. 1 | CB700-125-150 | L-54731 | 125 BHP | FUEL OIL NO. 6 | VERTICAL CON SERPENTIN | 1998 | S/F
CLEAVER BROOKS CALDERA No. 2 | CB 600-100-150 | L-56585 | 100 bhp | FUEL OIL NO. 6 | VERTICAL CON SERPENTIN | 2000 | S/F
CLAYTONcaldera No. 2 | TYPE H EXHAUST GAS BOILER | HB-1718 | 26,000 Kg/Hr | GAS DE COM. | VERTICAL CON SERPENTIN | 2000 | S/F
CLAYTON caldera No. 1 | TYPE H EXHAUST GAS BOILER | HB-1717 | 26,000Kg/Hr | GAS DE COM. | VERTICAL CON SERPENTIN | 2001 | S/F
CLAYTON caldera No. 3 | TYPE H EXHAUST GAS BOILER | ISB-1083 | 53,942Kg/Hr | GAS DE COM. | VERTICAL PIROTUBULAR FLUIDO TERMICO | 2004 | S/F
CLAYTON caldera No. 4 | TYPE H EXHAUST GAS BOILER | ISB-1088 | 53,942Kg/Hr | GAS DE COM. | VERTICAL PIROTUBULAR FLUIDO TERMICO | 2004 | S/F
CLAYTON caldera No. 5 | TYPE H EXHAUST GAS BOILER | ISBL-1084 | 53,942Kg/Hr | GAS DE COM. | VERTICAL PIROTUBULAR FLUIDO TERMICO | 2001 | S/F
PROCESS WARMERTRAGERTECHNIK Gmbh PWT | AWE 1210V75 EXHAUST GAS BOILER | S/S | 1,210Kw | ESCAPE DE MOTOR | VERTICAL PIROTUBULAR FLUIDO TERMICO | 2004 | S/F
PROCESS WARMERTRAGERTECHNIK Gmbh PWT | AWE 1210V75 EXHAUST GAS BOILER | S/S | 1,210Kw | ESCAPE DE MOTOR | VERTICAL PIROTUBULAR FLUIDO TERMICO | 2004 | S/F
CLEAVER BROOKS 1 | CB600-200-150 | L80918 | 200BHP | FUEL OIL No. 6 | HORIZONTAL PIROTUBULAR 4 pasos | 1986 | 2000
CLEAVER BROOKS | CB 600-125-150 | OL104264 | 125 BHP | FUEL OIL No. 6 | horizontal pirotubular | 1995 | 1995
GASTON CONTY DYEING MACHINE CO. | MAWP-35 | 990574 | 0 | ELECTRICA | OLLA DE PRESION | 2001 | 2001
s/m | YX-280B | 2831 | 0 | DIESEL | AUTOCLAVE | 1958 | 1958
Willmont Castle Co. | S/M | 383977 | 0 | ELECTRICA | VERTICAL SIN TUBOS | 1980 | 1980
YORK SHIPLEY | VTB H4.30.2 167806 | 80-9624 H78113 | 30 BHP | glp | pirotubular vertical | 1980 | 1986
BRAYN | 625 | 612 | - - - - | FUEL OIL No. 6 | 0 | 0 | 0
FULTON | FBS-150 | HFO-264 | 150BHP | FUEL OIL No. 6 | HORIZONTAL TUBOS DE FUEGO | 2005 | S/F
ATTSU | RL-250078 | 2577 | 150 HP | FUEL OIL No. 6 | PIROTUBULAR HORIZONTAL | 2006 | 2006
HIRAYAMA MFG CORP equipo 1 | MD-135 | K614 | 0 | ELECTRICA | PIROTUBULAR HORIZONTAL | S/F | 1982
OHIO equipo 2 | S/M | s/s | 0 | ELECTRICA | AUTOCLAVE | s/f | S/F
tuttnauer | 6671162 | 213845 | 0 | ELECTRICA | AUTOCLAVE | 0 | 2015
WILMOT CASTTLE equipo 4 | s/m | s/s | 0 | ELECTRICA | AUTOCLAVE | S/F | S/F
PELTON & CRANE | MAGNA CLAVE | 0 | 0 | ELECRICA | AUTOCLAVE | 0 | s/f
WILMOT CASTTLE CO | S/M | S/S | 0 | ELECRICA | AUTOCLAVE | 0 | 1958
PELTON & CRANE | MAGNA CLAVE | A-6-4655 | 0 | ELECRICA | AUTOCLAVE | 0 | 2002
MARKET FORGE | STM-EL | 21393 | 0 | ELECRICA | AUTOCLAVE | 0 | 2007
TUTTNAUER | 3870EA | 2703646 | 0 | ELECRICA | AUTOCLAVE | 1971 | 0
BMT/MMM GROUP | STERIVAP | 5171151 | 0 | ELECRICA | AUTOCLAVE | 2017 | 2017
BMT/MMM GROUP | STERIVAP | 51711148 | 0 | ELECRICA | AUTOCLAVE | 2017 | 2017
POWER MASTER | NB27850 | S 1635 | 150 HP | FUEL OIL No. 6 | PIROTUBULAR HORIZONTAL | 1971 | S/F
CONSOLIDATED STILL & STERILIZER | S/M | S/S | 0 | FUEL OIL No. 6 | 0 | 0 | 0
MATACHANA | S1000 | S/S | 0 | ELECTRICA | PIROTUBULAR HORIZONTAL | S/F | S/F
CLEAVER BROOKS | 4WL-600-150-150SI | T4610-1-1 | 0 | FUEL OIL No. 6 | AUTOCLAVE | S/F | S/F
GROEN MFCCO 1 | F100 | S/S | 0 | ELECTRICA | AUTOCLAVE | S/F | S/F
GROEN MFC CO 2 | F60 | S/S | 0 | ELECTRICA | AUTOCLAVE | S/F | S/F
GROEN MFC CO 3 | F100 | S/S | 0 | ELECTRICA | AUTOCLAVE | S/F | S/F
GROEN MFC CO 4 | F60 | S/S | 0 | ELECTRICA | AUTOCLAVE | S/F | S/F
GROEN MFC CO 5 | F100 | S/S | 0 | ELECTRICA | AUTOCLAVE | S/F | S/F
GROEN MFC CO 6 | F60 | S/S | 0 | GAS | AUTOCLAVE | S/F | S/F
GROEN MFC CO 7 | 100 | S/S | 0 | ELECTRICA | AUTOCLAVE | S/F | S/F
s/M | s/M | S /S | 0 | ELECTRICA | 0 | 0 | 0
0 | 0 | 0 | 0 | VAPOR | 0 | 0 | 0
FULTON |  | NATL BOARD46284 | 0 | ELECTRICA | 0 | 0 | 0
GROEN MFG Co | 80SP | 31980 | 0 | ELECTRICA | MARMITA | S/F | S/F
GROEN MFG Co | 80SP | 31980 | 0 | ELECTRICA | MARMITA | S/F | S/F
POOL BIOANA LYSIS ITALY | APON 08267 | H260 | 0 | ELECTRICA | 0 | 0 | 0
PRESSURE ESTERI LIZER | 19414 | 0 | 0 | 0 | 0 | 0 | 0
ELECTRICA E. S. | 25 | 0 | 0 | BIOMASA | 0 | 0 | 0
S/M | S/M | S/S | 15BHP | FUEL OIL No. 6 | S/T | S/F | S/F
SERMATEC (BRASIL) | VS500 | VS-5150-2 | 150 TON/HR | BIOMASA | TUBOS DE AGUA (ACUATUBULAR) | 2005 | 2005/2006
SUNRAY | S/M | WS-P-30 | 14 KG/CM2 | FUEL OIL No. 6 | CALDERA | 1992 | S/F
CLEAVER BROOKS Caldera 2 | CB-600-800-250 | OL-105501 | 800 BHP | FUEL OIL No. 6 | PIROTUBULAR 4 PASOS | 2006 | 2006
CLEAVER BROOKS CALDERA 1 | CB-600-800-250 | OL-105500 | 800 BHP | FUEL OIL No. 6 | PIROTUBULAR 4 PASOS | 2006 | 2006
AUTOMATIC S. BOILER | 97107 | 0 | 0 | BIOMASA | 0 | 0 | 0
CLARKE CHAPMAN J. T. | S/M | S/S | 52 TON/HR | BAGAZO DE CAÑA/FUELOIL | ACUATUBULAR | 1976 | 1976
CLARKE CHAPMAN J. T. | S/M | S/S | 52 TON/HR | BAGAZO DE CAÑA/FUELOIL | VERTICAL ELECTRICA | 2005 | 2005
FULTON | FB-036 L | 99161 | 3.5 BHP | ELECTRICA | AUTOCLAVE | S/A | S/A
ANGEAL | MP/AAS | 3805282 | 0 | ELECTRICA | AUTOCLAVE | S/F | S/F
SBM AQUATHERM | AQUATHERM | 3093 | 0 | ELECTRICA | AUTOCLAVE | S/F | S/F
HOGNER | S/M | S/S | 0 | ELECTRICA | AUTOCLAVE | 2005 | 2005
KANG RIN INDUST. CO. LTD | E. M. | ERCO 5 HD DURA-EMO1 | 2,000 KG/HR | FUEL OIL No. 6 | AUTOCLAVE | 2006 | 2006
KANG RIN INDUST. CO. LTD | E. M. | ERCO 5 HD DURA-EMO2 | 2,000 KG/HR | GAS DE ESC. | FLUIDO TERMICO SERPENTINES | 2005 | 2005
CICLONIK | CL-2500 | 52522-2005 | 2,500MBTU/HR | FUEIL OIL No.6 | FLUIDO TERMICO SERPENTINES | 2005 | 2005
ANGEAL | MP-AA5 | 66121612 | - - - - | VAPOR | HORIZONTAL PIROTUBULAR | 2010 | 2011
BURNHAM | 4SP.100.SPL.O.GP | 30092 | 80 BHP | DIESEL | AUTOCLAVE | 2010 | 2010
TUTTNAER | 6990 SP-2A | 148019 | 0 | electrico | AUTOCLAVE | 2010 | 2010
TUTTNAER | 6990 SP-2A | 148016 | 0 | electrico | HORIZONTAL PIROTUBULAR | 2010 | 2011
BURNHAM | 4SP.100,SPL.O.GP | 30094 | 80 BHP | DIESEL | HORIZONTAL PIROTUBULAR | 2006 | 2006
KIWANEE | HS40-0 | NB 23910 | 0 | GASES | 0 | 0 | 0
0 | H. E. | 90391 | 0 | GASES | 0 | 0 | 0
AALBORS INDUSTRIES caldera 3 | H. TYPE 3 | 7065 | 215,4 BHP | GASES DE ESCAPE DE MOTOR | HORIZONTAL PIROTUBULAR | 2006 | 2006
AALBORS INDUSTRIES CALDERA 1 | H. TYPE 3 | 7064 | 215,4 BHP | GASES DE ESCAPE DE MOTOR | HORIZONTAL PIROTUBULAR | 2006 | 2006
AALBORS INDUSTRIES | BH-1500 | 7006 | 100 BHP | DIESEL | HORIZONTAL PIROTUBULAR | 2006 | 2006
SIOUX (MOVIL/ESTACIONARIA) | SF.11 | 1309039 | 427,000 BTU/HT | DIESEL | HORIZONTAL PIROTUBULAR | 2013 | 2014
SIOUX (MOVIL/ESTACIONARIA) | SF.11 | 13209038 | 427,000 BTU/HT | DIESEL | HORIZONTAL PIROTUBULAR | 2013 | 2014
YORK SHIPLEY | SVHP-60-2 | H-90762A | 60 | VAPOR | HORIZONTAL PIROTUBULAR | 2017 | 2017-12-01
FULTON | FBS-100 | F1049070A | 100BHP | DIESEL | HORIZONTAL PIROTUBULAR | 2017 | 2017
CONSOLIDATED STILL & STERILIZER | S/M | S/S | 0 | ELECTRICA | MARMITA | 1961 | 0
CONSOLIDATED STILL & STERILIZER | S/M | S/S | 0 | ELECTRICA | AUTOCLAVE | 1961 | 0
BMT/MMM GROUP | STERIVAP66 18-2FED | 5171150 | 0 | ELECTRICA | AUTOCLAVE | 2017 | S/F
YORK SHIPLEY | SVHP-60-2 | 85-16076 | 62,009,000LB/Hr | VAPOR | HORIZONTAL PIROTUBULAR | 2017 | 2017-12-01
FULTON | FBS-100 | F1049071A | 100BHP | DIESEL | pirotubular horizontal | 2017 | 2017
B.H HUBBERT&SON, Inc. | S / M | 2908 | 0 | VAPOR | MARMITA | 1961 | 0
B.H HUBBERT&SON, Inc. | S / M | 2910 | 0 | VAPOR | MARMITA | 1961 | 0
B.H HUBBERT&SON, Inc. | S / M | 2907 | 0 | VAPOR | MARMITA | S/F | 0
B.H HUBBERT&SON, Inc. | S / M | 2911 | 0 | VAPOR | MARMITA | S/F | 0
B.H HUBBERT&SON, Inc. | S / M | 2909 | 0 | VAPOR | MARMITA | S/F | 0
MARMITA No. 6 | S / M | S / S | 0 | VAPOR | MARMITA | S/F | 0
REIMERS | RH-100 | 80158558 | 9 | ELECTRICA | 0 | 0 | 0
MAXXTEC STANDARD K. | HRS-V-500 | VIV-1053-INS | 0 | ELECTRICA | 0 | 0 | 0
TITAN SCR-2 | N-120 | 0 | 0 | FUEL OIL No. 6 | 0 | 0 | 0
RHEEM | 81V-30DA | R1093802679 | 150 | FUEL OIL No. 6 | 0 | 0 | 0
CLEAVER BROOKS | CBI 600-600-150 | OL-105514 | 600 | FUEL OIL No. 6 | PIROTUBULAR 4 PASOS | 2007 | 2007
CLEAVER BROOKS | CBI 600-600-150 | OL-105513 | 600 | BUNKER C | PIROTUBULAR 4 PASOS | 2007 | 2007
CLEAVER BROOKS | CB 600-800-150 | OL-105885 | 800 BHP | FUEL OIL No. 6 | PIROTUBULAR 4 PASOS | 2007 | 2007
CLEAVER BROOKS | CBI 600-800-250 | OL-105500 | 800 | FUEL OIL No. 6
CLEAVER BROOKS | CBI 600-800-250 | OL-105501 | 800 | ELECTRICO
CYCLOTHERM | S/M | 11957 | 60 | DIESEL 2 | horizontal pirotubular 2 pasos | 1959 | 1989
TITAN | CLR-125-075-DF9 | S/T | 0 | DIESEL 2 | 0 | 0 | 0
CIBER | UACF17PME | 23 | 0 | ACEITE 2 | 0 | 0 | 0
FULTON caldera 3 | FB-030-F | 61949 | 30 BHP | DIESEL OIL No.2/GLP | VERTICAL TUBELESS | 1991 | 1999
STEAM KING | NATIONAL BOARD 2131 | 2131 | 0 | GAS PROPANO | 0 | 0 | 0
PELTON & CRANE | S/S | 408469 | 0 | ELECTRICA | AUTOCLAVE | 0 | 0
TUTTNAUER | 3850M | 195122 | 0 | 0 | AUTOCLAVE | 0 | 0
CLEAVER BROOKS | CB700-200-150 | L-105946 | 200 | DIESEL | 0 | 0 | 0
PELTON Y CRANE | S/S | S/T | 0 | DIESEL | 0 | 0 | 0
KEWANEE | H-3S-50-0 | P-8277 | 50 BHP | VAPOR | PIROTUBULAR 3 PASOS | 1982 | 1982
GRUEN | S/M | S/S | 0 | 0 | 0 | 0 | 0
GRUEN | S/M | S/S | 0 | 0 | 0 | 0 | 0
GRUEN | S/M | S/S | 0 | 0 | 0 | 0 | 0
PELTON CRANE | S/M | S/S | 0 | 0 | 0 | 0 | 0
PELTON CRANE | S/M | S/S | 0 | 0 | 0 | 0 | 0
PELTON CRANE | S/M | S/S | 0 | 0 | 0 | 0 | 0
BMT | ESTERIVAP | S/S | 0 | 0 | 0 | 0 | 0
KEWANEE | H-3S-50-0 | P-8120 | 50 BHP | VAPOR | PIROTUBULAR 3 PASOS | 1982 | 1982
DOVER | 20 | 86695 | 0 | VAPOR | 0 | 0 | 0
DOVER | 20 | 85852 | 0 | VAPOR | 0 | 0 | 0
DOVER | D10 | 85263 | 0 | VAPOR | 0 | 0 | 0
DOVER | NE. | 86691 | 0 | VAPOR | 0 | 0 | 0
CONSOLIDATED STILL | S/N | S/N | 0 | ELECTRICA | 0 | 0 | 0
GIRBAU | PS 5132V | 630234 | 0 | ELECTRICA | 0 | 0 | 0
BLUE M | OV490 A | OV-315586 | 0 | FUEL OIL No. 6/GAS LP | PIROTUBULAR 4 PASOS WET BACK | 2007 | 2007
WAYNE | 5-1000 | 5027 | 15 | BUNKER C | 0 | 0 | 0
FULTON BOILER | FBC-1300 | HF-0878 | 1,300 BHP | GAS PROPANO/BIOGAS | PIROTUBULAR 4 PASOS WET BACK | 2007 | 2007
YORK SHIPLEY | SPHV-100-6 | 9118545H98192 | 100 | ELECTRICA | 0 | 0 | 0
YORK SHIPLEY | SPH-70-6 | H-73676 | 70 | GAS PROPANO | 0 | 0 | 0
CONSOLIDATED | S/S | S/T | 0 | ELECTRICA | 0 | 0 | 0
FULTON | ICS-050 | 104306 | 50 BHP | GAS PROPANO/BIOGAS | VERTICAL TUBELESS | 2007 | 2007
REIMERS | RH-60 | 1006-65634 | 6 | VAPOR DE CALDERA | VETICAL SIN TUBOS | 1999 | S/F
FULTON | FB-030-A | 83162 | 30 BHP | GAS PROPANO | AUTOCLAVE No2 | 0 | 1979
LEVATI | C12781 | SE1908-5 | 0 | ELECTRICA | MARMITA No.1 | 0 | 1996
DCI | S/M | 79-PH-25134-1/379 | 0 | ELECTRICA | MARMITA No. 2 | 0 | 1996
DCI | S/M | 79-PH-25134-2/380 | 0 | ELECTRICA | MARMITA No. 3 | 0 | 0
GROEN | marmita | 03746-1/139513 | 0 | ELECTRICA | AOTICLAVE No1 | 2007 | 2007
GROEN | ERA-350 | 03746-2/139514 | 0 | ELECTRICA | mamita | 0 | 0
GROEN | ERA-350 | 03746-3/139515 | 0 | ELECTRICA | marmita | 0 | 0
LEE METAL PRODUCTS | S/M | 854H | 0 | ELECTRICA | HORIZONTAL TUBOS DE FUEGO | 2008 | 2008
S/M | S/M | S/S | 0 | ELECRICA | maxaladora
CLEAVER BROOKS | CB648-500 | L-25673 | 0 | FUEL OIL No. 6
CLEAVER BROOKS | CB-600-200-150 | OL-106556 | 200 BHP | FUEL OIL No. 6 | HORIZONTAL TUBOS DE FUEGO | 2008 | 2008
SUSSMAN | ES 18 | K-10147-092-I | 0 | FUEL OIL No. 6 | 0 | 0 | 0
SUSSMAN | P92 | 20443 P20 | 300 | BIODIESEL | 0 | 0 | 0
YORK SHIPLEY | SPH 100-694222 | 105084 H48454 | 100 BHP | DIESEL | HORIZONTAL TUBOS DE FUEGO | 1970 | S/F
CLEAVER BROOKS | CBI-600-300-150 | OL-106007 | 300 BHP | FUEL OIL No. 6 | PIROTUBULAR 4 PASOS | 2007 | 2007
CLEAVER BROOKS | CBI- 600-600-200 | OL-105959 | 600 BHP | FUEL OIL No. 6 | PIROTUBULAR 4 PASOS | 2007 | 2007
TAMACO | 0 | 0 | 0 | ELECTRICA | 0 | 0 | 0
PARKER INDUSTRIAL | O-528 | 965229 | 22 BHP | DIESEL | AGUA CALIENTE CON SERPENTIN | 2007 | 2007
KEWANEE BOILER CORP. | H35-100-0 | 41589 | 100 BHP | FUEL OIL No. 2 | pirotubular | 1999 | 199*9
MATACHANA | S 1000 | 88917 | 0 | 0 | AUTOCLAVE | 0 | 2003
CONSOLIDATED | SR-24D | 066211 | 0 | 0 | AUTOCLAVE | 0 | 2016
CASTLA GETENGE | CASTLE SMART-S | TR-CN16-150816-0201 | 0 | 0 | AUTOCLAVE | 0 | 2016
ELIPSE | 466HS | 41589 | 0 | DIESEL | 0 | 0 | 0
VERMITRON |  | 0 | 0 | ELECTRICA | 0 | 0 | 0
TUTTNAUER | 3140E | 0 | 30 | ELECTRICA | 0 | 0 | 0
TUTTNAUER | 3140E | 2512201 | 0 | FUEL OIL 2 | ELECTRICA | 1984 | 1984
FULTON | FB-030-1 | 101149 | 30 Kw | ELECTRICA | ELECTRICA | 1984 | 1984
RHEEM | 82180-2 | RH0107226022 | 60 | ELECTRICA | 0 | 0 | 0
FULTON | FB-030-L | 46284 | 30Kw | ELECTRICA | PIROTUBULAR FLUIDO TÈRMICO | 2004 | 2004
CLEAVER BROOKS | CB-100-60 | L-91243 | 0 | ELECTRICA | 0 | 0 | 0
CLEAVER BROOKS | CB-100-60-150 | L-91244 | 0 | ELECTRICA | 0 | 0 | 0
NAPCO | 8000DSE | 51407 | 0 | ELECTRICA | AUTOCLAVE | 0 | 0
EDG | AUTOCLAVE 12L | 349 | 0 | ELECTRICA | 0 | 0 | 0
JP SELECTA | COD. 4001415 | 408469 | 0 | ELECTRICA | 0 | 0 | 0
MARKET FORCE | 0 | 0 | 0 | FUEL OIL No. 6 PETROLEO CRUDO | 0 | 0 | 0
EDG(BRASIL) | 12L | 348 | 0 | BUNKER | 0 | 0 | 0
ALL AMERICAN | 25X |  | 3600 KG/HR | DIESEL NO 2 | 0 | 0 | 0
EDG(BRASIL) | 12L | 348 | 200 | FUEL OIL No. 6 | 0 | 0 | 0
CHIEN SHUN | S/M | 1307 | 3600KG/HR | FUEL OIL No. 6 | HORIZONTAL PIROTUBULAR 23 PASOS | 1995 | 2007
CLEAVER BROOKS | CB-600-200/ACTUAL CB-400X-200-150T | L-84938 | 200 BHP | ANTESFUEL OIL No. 6/HOY GLP | HORIZONTAL TUBOS DE FUEGO | ANTERIOR 08101988/ANTUAL 2016 | QUEMADOR NUEVO 2016
GEKAKONUS | TYPE YHZ-518V | 837-06 | 2,000 Kw | FUEL OIL No. 6 | VERTICAL PIROTUBULAR FLUIDO TERMICO | 2006 | 2006
INPLAN INGENIEURTECHNIK | TYPE H2000 | 04081 | 2,326 kw/hr | FUEL OIL No. 6 | vertical PIROTUBULAR FLUIDO TÈRMICO | 2004 | 2004
0 | 0 | 0 | 125 | FUEL OIL No. 6 | 0 | 0 | 0
YORK SHIPLEY | SHPV1252 | 92-18852 | 125 BHP | FUEL OIL No. 6 | HORIZONTAL PIROTUBULAR | 1992 | 2007
FULTON | FT-06000 | 4063C | 0 | FUEL OIL No. 6 | VETICAL PIROTUBULAR | 2006 | 2007
PELTON Y CRANE | MC | A3-1568 | 15 | ELECRICA | AUCLAVES | S/F | S/F
PELTON Y CRANE | MC MAGNA-CLAVE | AG-79344 | 0 | ELECTRICA | AUCLAVES | S/F | S/F
PELTON Y CRANE | MC MAGNA-CLAVE | AG-5924 | 0 | DIESEL | AUCLAVES | S/F | S/F
PRESTIGE MEDICAL | 212226 | HA16011 | 0 | DIESEL | 0 | 0 | 0
ALL AMERICAN | 25X-1 | 559 | 0 | ACEITE QUEMADO Y DIESEL | 0 | 0 | 0
ALL AMERICAN | 25X-1 | 556 | 0 | vAPOR | 0 | 0 | 0
S/M | S/M | S/S | 100 BHP | DIESEL | HORIZONTAL TUBOS DE FUEGO ESPALDA HUMEDA | S/F | S/F
CHING HONG MACHINARY IND. | CHBD-300 | 9281 | 0 | ELECTRICA | 0 | 0 | 0
CLEAVER BROOK | CB-700-150 | L-105844 | 150 BHP | GLP | HORIZONTAL TUBOS DE FUEGO | 15032007 | 2008
Lee Metal Products | S/M | 854 H | -- - - - | ELECRICA | 0 | 0 | 0
KEWANEE | H35-100-0 | 12269 | 150 HP | ELECRICA | 0 | 0 | 0
ALL AMERICAN | 25X | 0 | 0 | ELECRICA | 0 | 0 | 0
YORK SHIPLEY | SPHV-150-6 | 9018065 H97377 | 150 BHP | FUEL OIL No.6/BUNKER | HORIZOPNTAL TUBOS DE FUEGO | 1990 | 1990
S/M | S/M | S/S | 0 | ELECRICA | 0 | 0 | 0
S/M | S/M | S/S | 0 | ELECRICA | 0 | 0 | 0
LEVATI | 11973 | SE 1423-1 | 0 | ELECRICA | 0 | 0 | 0
APACHE | RE-925 | 10137-2 | 0 | GLP | 0 | 0 | 0
DOVER | RA-150T | 110571 | 0 | GLP | 0 | 0 | 0
GROEN | VESSEL | 2570 | 65 | DIESEL , fuel OIL 6, GL | 0 | 0 | 0
HAMILTON | L4100.5 | F-1801-1 | 100BHP | GLP | HORIZONTAL TUBOS DE FUEGO | 2007 | 2008
BRYAN | CL270-5-150-FDG | 72208 | 400 | ELECTRICO | 0 | 0 | 0
CLEAVER BROOKS | CB200-100-150 | OL-106267 | 100BHP | GLP | HORIZONTAL TUBOS DE FUEGO | 2007 | 2008
POWER MASTER | A1-FMHGL | 07400P-WPPHGL | -- - - - | DIESEL NO 2 | 0 | 0 | 0
I-HSIANG GARMENT | JT-500-VD | 97124 | 5 | DIESEL NO 2 | 0 | 0 | 0
A, O, SMITH |  | K-0300474 | 100 | DIÉSEL | 0 | 0 | 0
TECNIK LTDA. | AUTOM | N-463 | 5 BHP | DIESEL OIL 2 | VERTICAL PIROTUBULAR | 2004 | 2004
CLEAVER BROOKS | CB100-100-150 | L-105826 | 100 BHP | DIESEL OIL 2 | PIROTUBULAR CUATRO PASOS | 2007 | 2008
FEHLMEX S.A. | AZTECA HU 364 | MB94737 CBM 2109 | 0 | 0 | MARMITA | S/F | 2007
LEGION | TWA-40 | 070257 | 0 | 0 | MARMITA | S/F | 2007
LEGION | TWA-40 | 070256 | 0 | 0 | MARMITA | S/F | 2007
LEGION | TWA-40 | 070259 | 0 | 0 | MARMITA | S/F | 2007
LEGION | LT-20 | 070260 | 0 | 0 | AUTOCLAVE | S/F | S/F
CASTLE | SMART-S740 | TR-740-CM16- 061117-05-01 | 0 | 0 | AUTOCLAVE | S/F | S/F
TUTTNAUER | 2540E | 15120377 | 0 | 0 | AUTOCLAVE | S/F | S/F
MARKET FORCE | STMEL | 211230 | 0 | 0 | AUTOCLAVE | S/F | S/F
TUTTNAUER | 5075 EL VC | 2809509 | 0 | 0 | AUTOCLAVE | S/F | S/F
MARKET FORCE | STMEL | 191606 | 0 | 0 | AUTOCLAVE | S/F | S/F
CLEAVER BROOKS caldera 2 | CB100-100-149 | L-105825 | 100 BHP | DIESEL | VERTICAL 4 PASOS PIROTUBULAR | 2007 | 2008
CHINA | SUPER-X 650 | 5264 | 60 | FUEL OIL No. 6 | 0 | 0 | 0
HURST | CYCLONE 4VT-15 | V55-150-812 | 15BHP | FUEL OIL No. 2 | 0 | 0 | 0
CLEAVER BROOKS | CB 101-60 | L-80930 | 60bhp | GLP | horizontal pirotubular | 1986 | 1986
CLEAVER BROOKS | CB 101-60 | L-80924 | 300 | GLP | 0 | 0 | 0
CLEAVER BROOKS | 564 SPHV2006 | 04-21656 H-154504 | 15 | DIESEL OIL 2 | 0 | 0 | 0
CLEAVER BROOKS | SPHV-300-6 | 9218876 H-88153 | 15 BHP | DIESEL NO. 2 ¦ | 0 | 0 | 0
COLUMBIA | CT | 146489 | 100 BHP | GLP | VERTICAL | 1996 | NOVIEMBRE-2008
CONTINENTAL | CVC15C-G | CC0794 | 15 BHP | GLP | VERTICAL PIROTUBULAR | 2008 | 2008
LEGION | TWV-80 | 841031 | 25 PSI | VAPOR | verical pirotubular | 2008 | 2008
LEGION | D-20 | 1977 | 25 PSI | VAPOR | MAMITA | 2008 | 2008
LEGION | TWV-80 | 841035 | 25 PSI | VAPOR | MAMITA | 2008 | 2008
LEGION | TEP-50 | 700166 | 45 PSI | VAPOR | MAMITA | 2008 | 2008
LEGION | LT-60 | LT-60 | 0 | VAPOR | MAMITA | 2008 | 2008
CLEAVER BROOKS | CB100-100-100 | L-106445 | 100 BHP | DIESEL | MAMITA | 2008 | 2008
SEVESO | 2 F 33 | N/D | 30 BHP | FUEL OIL No.2 | horit¡zontal tubos de fuego | 1905-06-09 | 2008
S/M | S/S | S/S | 80 BHP | BIOMASA | HORIZONTAL PIROTUBULAR | 1987 | 2008
MARCUS MASSON | S/M | S/S | 100 BHP | BIOMASA | PIROTUBULAR HORIZOINTAL | APROX 1920 | APROX 1920
FULTON | VMP-60 | 106377 | 60 BHP | FUEL OIL NO 2 | VETICAL CON TUBOS | 2008 | 2008
COLUMBIA | HRT-50 | 141340 | 50BHP | GLP | VERTICAL TUBOS DE FUEGO | 2008 | 2008
FULTON | ICS 60/ fb-200 | 87033/ f1042177A | 60 BHP/ 200 | FUEL OIL NO 6 | PIROTUBULAR 3 PASOS | 2000 | 2000
CLEAVER BROOKS | CB 200 50 150 | 0 | 200 | FUEL OIL NO 6 | 0 | 0 | 0
FULTON | ICS 25 | 102042 | 25 BHP | GLP | HORIZONTAL PIROPTUBULAR | 2008 | 2008
FERLMIER | NB 6349 | F-567-05 | 0 | 0 | CREMA 1 | 2005 | 2005
FERLMIER | NB 6966 | E-61107 | 0 | 0 | CREMA 2 | 2008 | 2008
HICKS | MFG 5 | 8-7056-2 | 0 | 0 | CREMA 3 | 1997 | 1997
LEE METAL | NB 1682 | A-3415A2 | 0 | 0 | SHAMPOO 1 | 1975 | 1975
LEE METAL | U69-1949 | 165 L | 0 | 0 | DESODORANTE | 1949 | 1949
LEE METAL | S/M | 8371 | 0 | 0 | VASELINA | 1954 | 1954
GERMANY TECHNOLOGY | S/M | SU304 | 0 | 0 | SHAMPOO 2 | 2015 | 2015
FERLMIER | NB5165 | E-79-00 | 0 | 0 | SHAMPOO | 1964 | 2000
CLEAVER BROOKS 2 | CB657-200-150 | L-32600 | 200 BHP | FUEL OIL No. 6 | PIROTUBULAR 4 PASOS | 1964 | 2000
DAEYEOL No. 1 | DMX-100 | 2008-17 | 100 BHP | GLP | HORIZONTAL PIROTUBULAR 2 PASOS WETBACK | 2008 | 2008
YORK SHIPLEY | SPHC-400-6 173976 | 96-20262 H-12243 | 400 BHP | FUEL OIL No. 6 | TUBOS DE FUEGO | 1996 | 04 DE 2001
FULTON | VMP-60 | 106377 | 15 | DIESEL | 0 | 0 | 0
CLAYTON DE MEXICO | EO-30 | EO-30 M-20764 | 125 | FUEL OIL No. 6 | 0 | 0 | 0
COLUMBIA | NAT BD 85500 | 95420 | 0 | ACEITE No 2 | VERTICAL | 0 | 0
YORK SHIPLEY | SPH 125 695 871 | 715854 H51510 | 800 | FUEL OIL No. 6 | 0 | 0 | 0
FULTON | FB-006 A | 74514 | 30 | FUEL OIL No. 6 | VERTICAL | 0 | 0
CLEAVER BROKS CALDERA 5 | CB600-800-250/CBLE400X-800HP | OL-107188 | 800 BHP | FUEL OIL No.6/GAS LP | PIROTUBULAR 4 PASOS | 2008 | 2009
FULTON | FB-030A | 63416 | 30 BHP | FUEL OIL No. 6 | PIROTUBULAR 4 PASOS WET BACK | 2009 | 2009
CLEAVER BROKS | 4WI600-150-200 | OL-107208 | 150 BHP | FUEL OIL No. 6 | PIROTUBULAR 3 PASOS WETBACK | 1999 | 2009
LAI CHENIRON WORKS Co LTD. | LB | 802 | 1,800Kg/Hr | FUEL OIL No. 6 | PIROTUBULAR 3 PASOS | 1996 | 2008
HURST | A-2584 | 0 | 112 | BIOMASA | 0 | 0 | 0
YORK SHIPLEY caldera No.4 | SPHC-600-6 | 01-21205 H-14578 | 600 BHP | DIESEL OIL No 6 | PIROTUBULAR 3 PASOS WETBACK | 2001 | 2001
BIASI TERMODINAMICCA | PRXB 1750 | 0 | 0 | DIESEL OIL No 2 | 0 | 0 | 0
H. BREMER & FILHOS LTDA | HBOS-15 | 1236 | 15,000 KG/HR | DIESEL OIL No 2 | PIROTUBULAR 3 PASOS WETBACK | 1996 | 2008
MSC S100 053 | softflow100SF100-1N64-E | 20899 | 20899 | VAPOR | TEÑIDORA | 2017 | 0
MCS S100 054 | softflow100SF100-1N64-E | 20896 | 20896 | VAPOR | TEÑIDORA | 2017 | 0
MCS S100 055 | softflow100SF100-1N64-E | 20902 | 20902 | VAPOR | TEÑIDORA | 2017 | 0
MCS S100 046 | softflow100SF100-1N64-E | 20366 | 20366 | VAPOR | TEÑIDORA | 2015 | 0
MCS S100 035 | SF 100E 3N(64) HT EVOLUTION | 19448 | 19448 | VAPOR | TEÑIDORA | 2013 | 0
MCS S100 036 | SF 100E 1N(64) HT EVOLUTION | 19455 | 19455 | VAPOR | TEÑIDORA | 2013 | 0
MCS S100 037 | SF 100E 1N(64) HT EVOLUTION | 19662 | 19662 | VAPOR | TEÑIDORA | 2013 | 0
MCS S100 041 | SF 100E 2N(64) HT | 20079 | 20079 | VAPOR | TEÑIDORA | 2014 | 0
MCS S100 30 | SF 100E 3N(64) HT EVOLUTION | 18766 | 18766 | VAPOR | TEÑIDORA | 2010 | 0
MCS S100 013 | SF 100E 3N(64) HT EVOLUTION | 17887 | 17887 | VAPOR | TEÑIDORA | 2007 | 0
MCS S100 014 | SF 100E 3N(64) HT EVOL | 17896 | 17896 | VAPOR | TEÑIDORA | 2008 | 0
MCS S100 015 | SF 100E 3N(64) HT EV | 17884 | 17884 | VAPOR | TEÑIDORA | 2007 | 0
MCS S100 009 | SF 100E 3N(64) HT EVOL | 17890 | 17890 | VAPOR | TEÑIDORA | 2008 | 0
MCS S100 010 | SF 100E 3N(64) HT EVOL | 17878 | 17878 | VAPOR | TEÑIDORA | 2007 | 0
MCS S100 011 | SF 100E 3N(64) HT EVOL | 17893 | 17893 | VAPOR | TEÑIDORA | 2008 | 0
MCS S100 012 | SF 100E 3N(64) HT EV | 17881 | 17881 | VAPOR | TEÑIDORA | 2007 | 0
MCS S100 033 | SF 100E 3N(64) HT EV | 17666 | 17666 | VAPOR | TEÑIDORA | 2007 | 0
MCS FRST 050 | MCS FRST 050 | 575 | 575 | VAPOR | TEÑIDORA | 2002 | 0
MCS FRST 025 | MCS FRST 025 | 18401 | 18401 | VAPOR | TEÑIDORA | 2009 | 0
MCS FRST 008 | MCS FRST 008 | 18001 | 18001 | VAPOR | TEÑIDORA | 2007 | 0
MCS | DYNA 042 | 20354 | 0 | VAPOR | TEÑIDORA | 2015 | 0
MCS | DYNA 043 | 20357 | 0 | VAPOR | TEÑIDORA | 2015 | 0
MCS | DYNA 039 | 19949 | 0 | VAPOR | TEÑIDORA | 2014 | 0
MCS | MCS FRST 007 | 17995 | 0 | VAPOR | TEÑIDORA | 2008 | 0
MCS | MCS FRST 006 | 17068 | 0 | VAPOR | TEÑIDORA | 2007 | 0
MCS | MCS FRST 005 | 19899 | 0 | VAPOR | TEÑIDORA | 2007 | 0
MCS | MCS FRST 004 | 17939 | 0 | VAPOR | TEÑIDORA | 2007 | 0
MCS | MCS FRST 003 | 17936 | 0 | VAPOR | TEÑIDORA | 2007 | 0
MCS | MCS FRST 028 | 18754 | 0 | VAPOR | TEÑIDORA | 2010 | 0
MCS | MCS FRST 034 | 17909 | 0 | VAPOR | TEÑIDORA | 2007 | 0
MCS | MCS FRST 032 | 18129 | 0 | VAPOR | TEÑIDORA | 2007 | 0
MCS | MCS FRST 031 | 18128 | 0 | VAPOR | TEÑIDORA | 2011 | 0
MCS | MCS FRST 047 | 13963 | 0 | VAPOR | TEÑIDORA | 2011 | 0
MCS | MCS FRST 027 | 18760 | 0 | VAPOR | TEÑIDORA | 2002 | 0
MCS | MCS FRST 026 | 18757 | 0 | VAPOR | TEÑIDORA | 2010 | 0
MCS | MCS FRST 002 | 18041 | 0 | VAPOR | TEÑIDORA | 2010 | 0
MCS | MCS FRST 001 | 18038 | 0 | VAPOR | TEÑIDORA | 20110 | 0
0 | MCS SF90 016 | 8280 | 0 | VAPOR | TEÑIDORA | 0 | 0
MCS | SF18-2-40 | 21563 | 0 | 0 | 0 | 0 | 0
0 | MCSS90E 017 | 8390 | 0 | VAPOR | TEÑIDORA | 0 | 0
0 | MCSS90E 018 | 8393 | 0 | VAPOR | TEÑIDORA | 0 | 0
MCS | SF 90 HT 25 (44) | 9376 | 0 | VAPOR | TEÑIDORA | 0 | 0
MCS | SF 90 HT 25 (44) | 1993 | 0 | BIOMASA | TEÑIDORA | 0 | 0
MCS | SF 90 HT 35 (44) | 1992 | 0 | VAPOR | TEÑIDORA | 0 | 0
MCS | DYNAMICAN SPRINT DYS-1XJ | 20890 | 0 | VAPOR | TEÑIDORA | 0 | 0
MCS | DYNAMICAN SPRINT DYS-1XJ | 20893 | 0 | VAPOR | TEÑIDORA | 0 | 0
MCS | DYNAMICAN KAPPA-50 | 21105 | 0 | VAPOR | TEÑIDORA | 0 | 0
0 | MCSS90E 022 | 9053 | 0 | VAPOR | TEÑIDORA | 0 | 0
0 | S90E 023 | 7879 | 0 | VAPOR | TEÑIDORA | 0 | 0
0 | MCS S100 045 | 20363 | 0 | VAPOR | TEÑIDORA | 0 | 0
0 | MCS S100 044 | 20360 | 0 | VAPOR | TEÑIDORA | 0 | 0
0 | MCS S100 040 | 20096 | 0 | VAPOR | TEÑIDORA | 0 | 0
0 | MCS S100 038 | 19952 | 0 | VAPOR | TEÑIDORA | 0 | 0
0 | MCS S100 029 | 18763 | 0 | VAPOR | TEÑIDORA | 0 | 0
0 | FRST 024 | 11592 | 0 | VAPOR | VERTICAL TUBELESS | 2008 | 2009
ABCO | 54X14HRT | 8314 | 40 | DIESEL OIL No 2 | 0 | 0 | 0
FULTON | ICS-15 | 108086 | 15 BHP | DIESEL OIL No 2 | PIROTUBULAR HRT | 1988 | 1988
COLUMBIA | HRT | 134595 | 40BHP | DIESEL OIL No 2 | PIROTUBULAR 3 PASOS WETBACK | 1991/1978 | 2010/2005
MECANICA COLOMBIANA | S/M | S/S | 40 BHP | BIOMASA | PIROTUBULAR VERTICAL | 1998 | S/F
FULTON | ICA-30 | 81422 | 30 BHP | GLP | PIROTUBULAR | 1976 | 2002
STEAMASTER | SM15 | 8665 | 500 BHP | GLP | 0 | 0 | 0
FULTON | ICS-20 | 81422 | 500 BHP | Fuel Oil N° 2 | PIROTUBULAR 3 PASOS WETBACK | 1991 | 2010
SUPERIOR CALDERA No. 1 | Mohawk 4-5-2506L-GP | 11226 | 500 BHP | GLP | PIROTUBULAR 3 PASOS WETBACK | 1991 | 2010
SUPERIOR CELDERA No.2 | Mohawk 4-5-2506L GP | 11227 | 500 BHP | GLP | PIROTUBULAR 4 PASOS WETBACK | 2009 | 2009
HURST | CYCLONE 4VT | V49-150-718 | 6 BHP | GLP | VERTICAL TUBELESS | 2007 | S/F
CLEAVER BROKS | CE 100 50 | 85540 | 50 BHP | DIESEL OIL No.2 | VERTICAL TUBELESS | PIROTUBULAR | 1976
CIBER | VACF 16P | 72517251 | 50 | BIOMASA | 0 | 0 | 0
FULTON | FBS 100 | F1041672A | 100 BHP | GLP | PIROTUBULAR HORIZONTAL | 2007 | 2007
FULTON | FB-050-A | 61533 | 0 | GLP | 0 | 0 | 0
FULTON | FBC-650-4P | F-1041150 A | 650 BHP | FUEL OIL No. 6 | PIROTUBULAR 3 PASOS WETBACK | 2007 | 2007
SUPERIOR BOILER | HRT | NA | 50 | VAPOR | 0 | 0 | 0
FULTON | FB-015A | 101747 | 15 BHP | FUEL OIL No. 2 | VERTICAL TUBELESS | 2006 | 2003
YORK SHIPLEY | 542 SPHV 50 LPFAR 93498 | 321575 h 15186-A | 50 BHP | GLP | PIROTUBULAR HORIZONTAL3PASOS | 2003 | 2003
PARKER INDUSTRIAL | M104-50 | 965670 | 50 BHP | GLP | tubos de augua | 2008 | 2008
DIB | 320-043 | 1271 | 20 GLS | VAPOR | MARMITA | 0 | 0
GROEN NFG-GO | 17243 | S/S | 20 | VAPOR | MARMITA | 0 | 0
GROEN | PT-20 NAT/LBD | 1974 | 120 | VAPOR | MARMITA | 0 | 0
HAMILTON | 133 | F4037 | 120 GLS | VAPOR | MARMITA | 0 | 0
HAMILTON | 134 | F4039 | 150 GLS | VAPOR | MARMITA | 0 | 0
GROEN | N-100 HP | 40244-2 | 60 LBS | VAPOR | MARMITA | 0 | 0
GROEN | NEM 150 SP | 1974 | 0 | VAPOR | MARMITA | 0 | 0
LEE INDUSTRIES | S- 400 D9 MT | 74726-1 | 0 | BIOMASA | AUTOCLAVE | 0 | 0
MARRODAN | PR39456 | PS3780 | 0 | ELECTRICA | SECADORA | 0 | 0
MARRODAN | PR26897 | PS3812 | 180 | DIESEL | SECADORA | 0 | 0
MARRODAN | PR26898 | PS3812 | 24 Kw | DIESEL | 0 | 0 | 0
SUPERIOR | HRT 60-1801125 | 10666 | 15 | DIESEL | 0 | 0 | 0
NGAI SHING DEVELOPMENT LTD | NS-340-24 | 27 | 24 KW | ELECTRICA | ELECTRICA | S/F | S/F
0 | 0 | 0 | 31.8 | LPG | 0 | 0 | 0
YORK SHIPLEY | SPHV-50-2 | 78-8160 H-59156 | 50 BHP | DIESEL OIL No. 2 | PIROTUBULAR 3 PASOS | 1974 | 2009
M | SVS500 | 11001 10771 | 50 | GLP | 0 | 0 | 0
BRYAN BOILER | CLM 210-WT-GI | 93638 | 50 | GLP | 0 | 0 | 0
BRYAN BOILER No.3 | CLM 210-WT-GI | 94780 | 50 BHP | GLP | FLEXIB,LE WATER TUBE | 2006 | 2006
BRYAN BOILER No. 2 | CLM210-WT-GI | 96023 | 50 BHP | GLP | FLEXIB,LE WATER TUBE | 2007 | 2007
SM | SN | SN | 10 BHP | ELECTRICA | 0 | 0 | 0
S/M | S/M | S/S | 300 BHP | SOLIDO DIVERSOS | VETICAL SIN TUBOS | S/F | 2010
SEIME | VT-10 | S/S | 10 BHP | GLP | AUTOCLAVE | S/F | S/F
SERCON | HS2-2491 | 2491 | 100 | GLP | AUTOCLAVE | 0 | 2010
BONDTECH | 12139 | 12139-120910 | 15 | GLP | VERTICAL TUBELESS | S/F | 2007
CLEAVER BROKS | CB600-100 | L-560503 | 15 | ELECTRICA | 0 | 0 | 0
FULTON | FB-015-A | 80412 | 15 BHP | GLP | VERTICAL TUBELESS | 2002 | 2007
FULTON | FB-015-A | 76068 | 15 BHP | GLP | VERTICAL TUBELESS | 1996 | 2007
FULTON | FB-015-A | 90870 | 15 BHP | GLP | PIROTUBULAR 3 PASOS WETBACK | S/F | 2010
SUSSMAN ELECTRIC | ES48100C3 | N3-19959-X09 | 0 | FUEL OIL NO 6 | PIROTUBULAR | 2003 | 2015
SHELLMAN | SM-20DL/10.54/20 | 0 | 0 | LPG | PIROTUBULAR 3 PASOS WETBACK | S/F | 2010
DONG BO HEAVY INDUSTRIES CO LTD | DBHI-SS 500 | SZOAO 881 | 5,000 Kg/Hr | FUEL OIL NO 6 | PIROTUBULAR 3 PASOS WETBACK | S/F | 2010
ABCO | 150 AMA | 8921 | 146 BHP | GLP | HORIZONTAL TUBOS DE FUEGO | 1061994 | S/F
CLEAVER BROKS | CBW 200-200 | L- 92510 | 200 BHP | GLP | CHAQUETA | 2003 | 2015
LATIENER | S/M | NB 51988 | 5HP | GLP | chaqueta | 2003 | 2015
LEE METAL | S/M | 992-P | 0 | ELECRICA | MARMITAS | 1964 | S/F
LEE METAL | S/M | SS-R | 0 | ELECRICA | MARMITAS | 1999 | S/F
SPARTAN | 825 | 1825 | 0 | ELECRICA | MARMITAS | 1994 | S/F
A. BERENTS | ABT163896 | S/S | 300 | ELECRICA | MARMITAS | 1985 | S/F
BECOMIX | D2800 | 165010 | 0 | ELECRICA | PIROTUBULAR 4 PASOS | 2010 | 2010
CLEAVER BROOKS CALDERA 2 | CBLE600-300-150ST | T1648-1-1 | 300 BHP | FUEL OIL NO 6 | PIROTUBULAR 4 PASOS | 2010 | 2010
FULTON | FT-0800 C | 2941C | 0 | FUEL OIL n° 6 | AUTOCLAVE | 0 | 1978
FULTON | FB 020 F |  | 0 | FUEL OIL No.6 | CALDERA ACEITE TERMI8CO | 1996 | 1996
HEATEC | HCS 250 | 96119 | 3,000,000 btu/h | DIESEL | CALDERA ACEITE TERMICO | 1996 | 1996
HEATEC | HC-200 | H02-164 | 2,000,000 btu/h | diesel | CALDERA ACEITE TERMICO | 2002 | 2002
INPLAN INGENIERURTECHNIK | H1500 | 9009 | 1,744 Kw/Hr | FUEL OIL No.6 | PIROTUBULAR HORIZONTAL FLUIDO TERMICO | 2009 | 2011
CLEAVER BROKS CALDERA 6 | CB600-800-250 CBLE400X-800HP | T 1818-1-1 | 800 BHP | FUEL OIL No.6/GLP | pirotubular 4 pasos | 2010 | 2010
SAM YANG KC 139 | PLAIN BORE | 0 | 0 | 0 | TOMBOLA YANKEE DRYER PM5 | 2011 | 0
METSO KC 385 | TYD 985 | 20127 | S/A | ELECRICA | TOMBOLA YANKEE DRYER PM5 | 2011 | 0
BELOIT KC 151 | PLAIN BORE | 20525 | 0 | ELECRICA | TOMBOLA YANKEE DRYER PM5 | 2011 | 0
ESCHER WYSS KC 95 | YANKEE DRYER | S/S | 0 | ELECRICA | 0 | 0 | 0
METSO KC 389 | TYD 985 | 20151 | 0 | ELECRICA | TOMBOLA YANKEE DRYER PM5 | 2011 | 0
POWER MASTER | A2-VAP-FL-2 | 10025M-VPRL-04 | 25 BHP | DIESEL OIL 2 | PIROTUBULAR HORIZONTAL | 2010 | 2010
KEMP | 953 440/3/60 | 1141184 | 0 | FUEL OIL 2 | 0 | 0 | 0
KEMP | 953 440/3/60 | 1861267 | 0 | DIESEL | 0 | 0 | 0
BANDAG | 102 230/3/60 | B-628 104 | 1000 | DIESEL | 0 | 0 | 0
BANDAG | 102 230/3/60 | N/D 102 | 80 | DIESEL | 0 | 0 | 0
BANDAG | 104 230/3/60 | N/D 102 | 15 | BIOMASA | 0 | 0 | 0
HURST caldera No. 2 | JB-15863 | S 5000-300-A | 1,000 BHP | FUEL IOL No. 6 | PIROTUBULAR 3 PASOS | 2001 | 2001
CLEAVER BROKS equipo No. 2 | CB-101-60 | L-80931 | 80 bhp | diesel | PIROTUBULAR 4 PASOS WET BACK | 2009 | 2010
CONTINENTAL | S/M | S/S | 15 BHP | FUEL OIL NO 2 | horizontal pirotubular | 2002 | 2003
KANG RIN INDUSTRIES CO. LTD | ERCO7HDHILC | EM-EGB | 2,000 KG/HR | GAS DE ESCAPE | ACUATUBULAR | 2007 | 2008
THIES 1 | Eco soft puls 140/3 DS | 38 600-38 604 | 0 | ELECTRICA | TEÑIDORA | 0 | 2000
THIES 2 | Eco master 140/4/800 | 57 745-57 754 | 0 | ELECTRICA | TEÑIDORA | 0 | 2010
THIES 3 | Eco soft puls 140/4/800 | 59 297-59 305 | 0 | ELECTRICA | TEÑIDORA | 0 | 2010
THIES | FABEKESSEL | 24760 | 0 | 0 | TEÑIDORA | 0 | 2012
THIES 4 | IMASTER 140/2 | 62 025-62 029 | 0 | ELECTRICA | TEÑIDORA | 0 | 2012
THIES 5 | IMASTER 140/4 | 62 213-62 217 | 0 | ELECTRICA | TEÑIDORA | 0 | 2012
THIES 6 | MINI SOFT 140/1 | 62 143-62 145 | 0 | ELECTRICA | EVAPORADORA | 0 | 2000
XORELLA AG n°1 | CONTEXXO | 200.073/2000 | 0 | ELECTRICA | EVAPORADORA | 0 | 2007
XORELLA AG n°2 | LTC-R/2500X1400X2700 | 10883/32022198 | 0 | ELECTRICA | EVAPORADORA | 0 | 2011
WELKER | CONDIBOX | 1835 | 0 | ELECTRICA | TEÑIDORA | 0 | 2015
THIES 7 | IMASTER 140/4 | 62 028-69 032 | 0 | ELECTRICA | EVAPORADORA | 0 | 2015
THIES 8 | MINI-SOFT-104/1 | 69 015-69 018 | 0 | ELECTRICA | EVAPORADORA | 0 | 2015
WELKER | CONDIBOX | 1918 | 0 | ELECTRICA | EVAPORADORA | 0 | 2015
WELKER | CONDIBOX | 1923 | 0 | ELECTRICA | EVAPORADORA | 0 | 2016
THIES No.9 | IMASTER 140/4/1300PL | 72094-105 | 0 | ELECTRICA | EVAPORADORA | 0 | 2016
THIES No.10 | MINI-SOFT 140/1 | 72272-275 | 0 | ELECTRICA | EVAPORADORA | 0 | 2016
YORL SHIPLEY | SPHC-125-6 | 73-7529 H-56904 | 200 | BIOMASA | 0 | 0 | 0
CYCLOTHERM | C4400C-4-SP | 19988 | 100 | FUEL OIL NO 6 | 0 | 0 | 0
POWER MASTER | A1-FMHGL | 07400P-WBPKGL | 200 | DIESEL | 0 | 0 | 0
PELUCHI | S/M | S/S | 400 BHP | BIOMASA | ACUATUBULAR | 1974 | 1974
CLEAVER BROOCKS | CB-600-100 | L-63061 | 100BHP | DIESEL OIL No.6 | PIROTUBULAR | 1977 | 1977
S/M | S/M | S/S | 200 BHP | BIOMASA | TUBOS D FUEGO RETORNO HORIZONTAL | S/F | S/F
POWER MASTER | NB 27850 | S-1635 | 0 | DIESEL OIL No.2 | 0 | 0 | 0
PVI INDUSTRIES, LLC CALDERA 2 | MAXIM OIL 54N 250A-MXO | 1109125495 | 540,000BTU/Hr | DIESEL OIL No.2 | VERTICAL TUBELESS water heater | 2013 | 2013
PVI INDUSTRIES, LLC | MAXIM OIL 54N 250A-MXO | 1109125496 | 540,000BTU/Hr | DIESEL OIL No.2 | VERTICAL TUBELE WATER HEATER | 2013 | 2014
PVI INDUSTRIES, LLC | DURAWATT ELECTRIC 550N 125A-E | 1109128497 | 108 KW/H | ELECRICA | VERTICAL TUBELE WATER HEATER | 2013 | 2014
PVI INDUSTRIES, LLC | DURAWATT ELECTRIC 550N 125A-E | 1109128498 | 108 KW/H | ELECRICA | CAMARA DE REENCAUCHE | 1989 | S/F
INCORPORATED MUSCATINE | 104 | B-963 | 0 | ELECRICA | CAMARA DE REENCAUCHE | 1989 | S/F
INCORPORATED MUSCATINE | 4130 | B-2404 | 0 | ELECRICA | ESTERILIZADOR | S/F | S/F
ALL AMERICAN | MOD 25X | 00-24972 | 1 KG/CM2 | ELECRICA | ESTERILIZADOR | S/F | S/F
ALL AMERICAN | MOD 25X | 00-12175 | 0 | ELECRICA | ESTERILIZADOR | S/F | S/F
INPLAN INGENIERURTECHNIK | TYPE H-3000 | 5006 | 30,488 Kw | DIESEL OIL No.6 | horizontal pirotubular fluido termico | 2005 | 2011
CICLOLINK (planta No. 5) | CL-1,200 | 2010-04-1200SV | 253 Kcal/Hr | GLP | VERTICAL FLUIDO TERMICO | S/F | 2010-09-29
STEAMASTER | S M 15 | 8665 | 15 BHP | DIESEL OIL No.2 | horozontal pirotubular | 1978 | 2005
FULTON | FT-0860-N | 792975 |  | DIESEL OIL No.2 | VERTICAL TUBELESS | 1988 | S/F
INDUSTRIAL BOILER CO. | P30-3PV-02 | 30651 | 30 BHP | DIESEL OIL No.2 | PIROTUBULAR 4 PASOS | 1988 | S/F
CLEAVER BROOKS caldera No.2 | CB100-60-150 | L-80925 | 60BHP | DIESEL OIL No.2 | ESTERILIZADOR | S/F | S/F
CONSOLIDATED STILL & STERILIZER | SSR-2A | 111785 | 0 | ELECRICA | AUTOCLAVE | S/F | S/F
SERCON | HS20250 | 102181 | 0 | ELECRICA | AUTOCLAVE | S/F | S/F
PELTON & CRANE | MC MAGNA-CLAVE | AG-4659,220/1/60 | 60BHP | ELECRICA | 0 | 0 | 0
CLEAVER BROOKS caldera1 | CB100-60-150 | L-80928 | 60BHP | DIESEL OIL No.2 | PIROTUBULAR 4 PASOS | 1986 | 1986
AALBORS INDUSTRIES CALDERA 5 | H TYPE 2 | 7578 | 1390 KW/HR | GASES DE ESCAPE DE MOTOR | HORIZONTAL PIROTUBULAR | 2008 | 2009
AALBORS INDUSTRIES | H TYPE 2 | 7579 | 139 BHP | GASES DE ESCAPE DE MOTOR 8 | HORIZONTAL PIROTUBULAR | 2011 | 2011
AALBORS INDUSTRIES | H TYPE 2 | 7580 | 139 BHP | GASES DE ESCAPE DE MOTOR 9 | HORIZONTAL PIROTUBULAR | 2008 | 2009
BRYAN BOILER No.1 | CLM 210-WT-GI | 98518 | 50 BHP o 1732 LB/Hr | GLP | FLEXIBLE WATER TUBE | 2011 | 2011
VENITRON | 8080 | 87033 | 0 | FUEL OIL No.6/BUNKER | PIROTUBULAR 4 PASOS WET BACK | 2010 | 2011
STERI-DENT | 300 | 9941 | 1000 | DIÉSEL | 0 | 0 | 0
DRI-CLAVE | 150 | 411188 | 1,000 BHP | DIESEL | 0 | 0 | 0
STERI-DENT | 300 | 9943 | 30 | DIESEL | 0 | 0 | 0
CLEAVER BROKS | CBL-600-1000-200ST | T2019-1-1 | 1,000 BHP | DIESEL/glp | pirotubular 4 pasos wetback | 2010 | 2011
SUPERIOR | 60X17X1125 | 9756 | 10BHP | LPG
FULTON | ICS – 030 | 1107334 | 30 BHP | DIESEL | VERTICAL SIN TUBOS DE FUEGO | 2010 | 2010
S/M | RH 100 | N-13773-T93-I/23266 | 10 bhp | diesel | HORIZONTAL PIROTUBULAR | 2010 | 2010
SUSSMAN ELECTRIC | ES36 | 13773-T93-1 | 3.4 bhp | electrica | VERTICAL SIN TUBOS | 2011 | 2011
FULTON | FB-050-A | PV-366-JJ | 50 BHP | DIESEL OIL 2 | HORIZONTAL PIROTUBULAR | 2011 | 2011
DAEYEOL CALDERA No. 2 | DMX-150P | 2011-5 | 150 BHP | GAS LP | pirotubular 2p wetback | 2011 | 2011
LATTENER | ES18 C F | 31142 | 1.8 BHP | ELECTRICA | ELECTRICA | S/F | 2011
HOT SHOT CALDERA 1 | ES 18 | NBR-K-8463 Y 85 | 17,463 lb/h | ELECTRICA | ELECTRICA | S/F | 2018
HOT SHOT CALDERA 1 | ES 18 | NBR-K-8463 Y 85 | 17,463 lb/h | ELECTRICA | DE RESISTENCIA ELECTRICA | S/F | 2011
KEWANEE CALDERA No. 1 | H3S-50-0 | 8274 | 50 bhp | DIESEL | HORIZONTAL PIROTUBULAR | 1979 | 1980
KEWANEE caldera No. 2 | H3S-50-0 | 8283 | 50 bhp | DIESEL | ESTERILIZADOR | 0 | 2004
CONSOLIDATED STILL & STERILIZER | SSR-220 | N/D | 10 GLS | ELECTRICA | ESTERILIZADOR | 0 | 0
BMT MMM GROUP | SPHP-E666-2FDED | 5170955 | 0 | 0 | SE INSCRIBE CON NOTA DE | AUTOCLAVE | 2017
MAGNACLAVE | MC | A6-4705 | 20 GLS | ELECTRICA | ESTERILIZADOR | 1978 | 0
P. SELECTA | MEDICLAVE | 335450 | 20 GLS | BAGAZO DE CAÑA | CALDERIN ESTIROBELLO | 0 | 2010
DOVER GROEN | D-20 | 1977-85265 | 20 GLS | ELECTRICA | MARMITA | 0 | 2010
DOVER GROEN | D-20 | 1977-85854 | 100 | ELECTRICA | MARMITA | 0 | 2010
DOVER GROEN | D-20 | 1977-86690 | 400 | ELECTRICA | AUTOCLAVE | 2011 | 2011
DOVER GROEN | D-20 | 1977-86686 | 150 | ELECTRICA | AUTOCLAVE | 2011 | 2011
TUTTNAUER | SS 120 | 14020685 | 0 | ELECTRICA | ACUATUBULAR, MONODROMO | 1015 | 0
SANTINO (HECHA EN EL SALVADOR) | S/M | S/S | 0 | 0 | MARMITA | S/F | S/F
MITRE ENGENHARIAL LTD | MPB100HT | CATEGORIA A | 100BHP | BIOMASA | PIROTUBULAR 3 PASOS WETBACK | 2011 | 2011
POWERMASTER | A2-FMHL-LMV51 | 11400P-WBJHL-01 | 400BHP | FUEL OIL N°6 | PIROTUBULAR HORIZONTAL 3 PASOS | 2011 | 2011
YORK SHIPLEY GLOBAL | 560C-S3D-150-S150-6 | 09-222722 H-16328 | 150 BHP | FUEL OIL N°6 | CALDERIN | 0 | 2004
VEIT | 801 | 700009747 | 6.6 W | ELECTRICA | CALDERIN | 0 | 2004
NGAI SHING DEVELOPMENTN LIMITED | NS-342A | 76 | 0 | 0 | CALDERIN | 0 | 0
NGAI SHING DEVELOPMENTN LIMITED | NS-342A | 77 | 0 | 0 | CALDERIN | 0 | 0
NGAI SHING DEVELOPMENTN LIMITED | NS-342A | 78 | 0 | 0 | CALDERIN | 0 | 0
NGAI SHING DEVELOPMENTN LIMITED | NS-342A | 79 | 0 | 0 | CALDERIN | 0 | 0
NGAI SHING DEVELOPMENTN LIMITED | NS-342A | 80 | 0 | 0 | CALDERIN | 0 | 0
VEIT | 801 | s/s | 6.6 W | ELECTRICA | CALDERIN | 0 | 2004
ESTIROBELLO | 02 TS | 10133117 | 4.4 W | ELECTRICA | CALDERIN | 0 | 2004
VEIT | 2365-2 | 11879 | 50 | ELECTRICA | CALDERIN | 0 | 2004
VEIT | 2365-2 | 13116 | 50 BHP | FUEL OIL N°6 | CALDERIN | 0 | 2004
VEIT | 2365-2 | 13116 | 0 | FUEL OIL N°6 | CALDERIN | 0 | 2004
VEIT | H2365-0 | P 8121 | 50 BHP | ELECTRICA | CALDERIN | 0 | 1977
KENAWEE BOILER CORPORATION | H3S-50-0 | P 8273 | 50BHP | FUEL OIL N°6 | CALDERIN | 0 | 1977
KENAWEE BOILER CORPORATION | H3S-50-0 | 85268 | N/A | DIESEL OIL N°2 | PIROTUBULAR 3 PASOS | 1978 | 1980
FULTON | FBS-60-3P | F1049066A | 60 BHP | 0 | CALDERA | 0 | 0
FULTON | FBS-60-3P | F1049066A | 60 BHP | 0 | CALDERA | 0 | 0
Dover Corporation | D-10 | 85861 | N/A | DIESEL OIL N°3 | CALDERIN | 0 | 1977
Dover Corporation | D-20 | 86688 | 50 | N/A | CALDERIN | 0 | S/F
Dover Corporation | D-20 | 85857 | 50 | DIESEL OIL N°2 | CALDERIN | 1978 | 1980
Dover Corporation | D-20 | N/D | N/A | DIESEL OIL N°2 | CALDERIN | 1978 | 14980
Consolidate Corporation & Sterelizers | N/D | P 864-205 | 50BHP | N/A | CALDERIN | 0 | 1977
KENAWEE BOILER CORPORATION | H3S-501-50 (KFO.75-7621) | P 864-197 | 50BHP | N/A | CALDERIN | 0 | 1977
FULTON | FBS-60 | F1048669A | 60 BHP | 0 | CALDERA | 0 | 1977
KENAWEE BOILER CORPORATION | H3S-501-50 (KFO.75-7620) | 85262 | N/A | ELECTRICA | 0 | 0 | 0
FULTON | FBS-60 | F1048668A | 60 BHP | 0 | CALDERA | 0 | 0
Dover Corporation | D-10 | 85850 | N/A | ELECTRICA | CALDERA | 0 | 1977
Dover Corporation | D-20 | 86694 | N/A | ELECTRICA | MARMITA | 0 | S/F
Dover Corporation | D-20 | 86692 | N/A | ELECTRICA | 0 | 0 | 0
Dover Corporation | D-20 | 51378 | N/A | ELECTRICA | 0 | 0 | 0
Consolidate Corporation & Sterelizers | SSR – 3A | 1235 | N/A | ELECTRICA | 0 | 0 | 0
F. DE LAMA | S/M | 970 | 0 | ELECRICA | AUTOCLAVE | 1970 | S/F
EQUITRON | S/M | 2005 | N/A | ELECRICA | AUTOCLAVE | 1970 | S/F
EQUITRON | S/M | 2005 | 250 | ELECRICA | AUTOCLAVE | 1970 | S/F
EQUITRON | S/M | 2005 | 1680 Kg/Hr | ELECRICA | AUTOCLAVE | 1970 | S/F
HUBBERT & SON INC. | S/M | S/S | 3000 Kg/Hr | ELECRICA | AUTOCLAVE | 1970 | S/F
HUBBERT & SON INC. | S/M | S/S | 1680 Kg/Hr | ELECRICA | AUTOCLAVE | 1970 | S/F
FULTON | FBS-250 | HFO-491 | 250 BHP | FUEL OIL N° 6 | PIROTUBULAR 3 PASOS WETBACK | 2006 | 2012
AALBORG Industries caldera auxiliar | Type UNEX-H | 7334 | 1,680 kg/hr | gases de escape de motor 2 | pirotubular horizontal | 2008 | 2012
AALBORG Industries caldera auxiliar | Type BH 3000L | 7337 | 3,000 KG/HR | FUEL OIL N° 2 | PIROTUBULAR horizontal | 2008 | 2012
AALBORG Industries CALDERA 1 | Type UNEX-H | 7333 | 1,680 KG/HR | FUEL OIL N° 6 | PIROTUBULAR VERTICAL | 2007 | 2012
CHING HORNG | S/M | 8983 | 5,74 HP, 198 LB/HORA | ELECTRICA | chebe 70 electrica | 2009 | 2012-02-01
OULET WATER | BT 250 851 | L-80927 | 20 | ELECTRICA | 0 | 0 | 0
CLEAVER BROKS | CB- 101-60 | N/D | 20 | ELECTRICA | 0 | 0 | 0
VULCAN | N/D | N/D | 0 | ELECTRICA | 0 | 0 | 0
VULCAN | N/D | 8641 | 0 | ELECTRICA | AUTOCLAVE | 0 | 1964
CHING HORNGMACHINERY | CH-BD-300 | 0 | 0 | ELECTRICA | AUTOCLAVE | 0 | 0
TALLER DE CATATO, COSTA RICA | HRT | S/S | 20 BHP | DIESEL OIL No.2 | HRT | 1971 | S/F
AMSCO | 282728 | 15069/14970 | 6 KW | ELECTRICA | AUTOCLAVE | 0 | S/F
S/M | S/M | S/NTL. BOARD | 0 | ELECTRICA | MARMITA | 0 | 1988
GROEN | SA-50B | 32399-1 | 0 | ELECTRICA | MARMITA | 0 | S/F
SCOTT | S/M | S/S | 0 | ELECTRICA | ELECTRICA | S/F | 2012
REIMERS | AR-6 | 34799 | 6 Kw | ELECTRICA | CALDERIN | S/F | S/F
TABONY | MB-5 | 05314012 | 0 | 0 | CALDERIN | S/F | S/F
SUSSMAN IRON MATE | 1M 4SSP | 89927B61 | 0 | 0 | CALDERIN | S/F | S/F
SUSSMAN IRON MATE | 1M 4SSP | 7435B81 | 0 | 0 | CALDERIN | S/F | S/F
CHROMALOX | VMB-005AS021-243 | 7211-15552 | 0 | 0 | CALDERIN | S/F | S/F
SUSSMAN | M92 | 21915 R2001 | 0 | 0 | CALDERIN | S/F | S/F
REIMERS | S/M | 57797 | 0 | 0 | CALDERIN | S/F | S/F
REIMERS | S/M | 10797587 | 0 | 0 | CALDERIN | S/F | S/F
SUSSMAN IRON MATE | S/M | 6992YR81 | 0 | 0 | MARMITA | S/F | S/F
LEGION | TWU 80 | 840581 | 0 | 0 | MARMITA | S/F | S/F
LEGION | TWU 80 | 841033 | 0 | 0 | MARMITA | S/F | S/F
INOXIDABLES DE COLOMBIA | N/A | MIE 2117 | 0 | 0 | MARMITA | S/F | S/F
S/M | DLT-40 | 3379451900 | 0 | 0 | HORNO | S/F | S/F
S/M | S/M | S/S | 0 | 0 | pirotubula vertical | S/F | S/F
FULTON | S/M | 29738 | 30 bhp | diesel | PIROTUBULAR | S/F | S/F
BUMHAM COMMERCIAL | 3P.50.50.OGP | S/S | 510 BHP | DIESEL | LAVADORA | 0 | 0
- | 4D | S/S | 0 | GLP | LAVADORA | 0 | 0
TECNITRAMO | DR80 | S/S | 0 | GLP | ESTERILIZADOR | 0 | 0
CISSEL | CAD 75 | HS4055 | 0 | GLP | ESTERILIZADOR | 0 | 0
S/M | GIRBAN | S/N | 0 | GLP | ESTERILIZADOR | 0 | 0
S/M | GIRBAN | 96060107 | 150 Kcal/Hr | GLP | 0 | 0 | 0
ESTERILIZADOR DE LABORATORIO | 16D24 | 96060107 | 150 Kcal/Hr | 0 | HORIZONTAL VAPOR ALTA PRESION | 1997 | 1997
ESTERILIZADOR MED | SR-24C-MC | 51407 | 20 | 0 | ESTERILIZADOR | S/F | S/F
ESTERILIZADOR MED | SR24D-MCD | 51507 | 15,000 Kcal/Hr | 0 | ESTERILIZADOR | S/F | S/F
BMT/MMM GROUP | STERIVAP 669-2 FED | 5170904 | 0 | 0 | AUTOCLAVE | S/F | S/F
INOXTERIL (CALDERA No. 2 Planta 6) socori | HOL 150 | 156 | 15,000Kcal/Hr | GLP | 30SEP2019 | 30MARZO2020 | 03OCT2019
INOXTERIL (caldera No. 1 Planta 6 SOCORÍ) | HOL 150 | 157 | 15,000 KcAL/Hr | GLP | 30SEP2019 | 30MARZO2020 | 03OCT2019
FULTON | FB-020-A | 66310 | 20 BHP | GLP | 30SEP2019 | 30MARZO2020 | 03OCT2019
IVAR | TYPE OD E-V100 | 130553 | 100000 Kcal/HR | GLP | vertical fluido termico | 2013 | 2016
FULTON | FB 020 A | 00020L97 | 930 KW | Gases de escape motor 4 | 0 | 0 | 0
LAMBREGINI | 55 PM/2 E | F1046752A | 1050 Kw | Gases de escape motor 3 | 0 | 0 | 0
FULTON | FBS-60-3P | F1046752A | 60 BHP | DIESEL | PIROTUBULAR HORIZONTAL | 2014 | 2015
FULTON | FBS-60-3P | F140469752a | 60 bhp | DIESEL | pirotubular horizontal | 2014 | 2015
CONSOLIDATED | SR24DMC | 5171105 | 0 | 0 | ESTERILIZADOR | 0 | 0
BMT | SPHPE-669-2FDED | S/S | 0 | 0 | MARMITA | 0 | 0
GROEN | 163-D20 | S/S | 0 | 0 | MARMITA | 0 | 0
GROEN | 163-D20 | S/S | 0 | 0 | MARMITA | 0 | 0
GROEN | 163-D20 | S/S | 0 | 0 | MARMITA | 0 | 0
GROEN | 163-D20 | S/S | 0 | 0 | MARMITA | 0 | 0
FULTON | FBS-60-3P | F1046753A | 60 BHP | DIESEL | PIROTUBULAR HORIZONTAL | 2014 | 2015
FULTON | FBS-60-3P | F1046753A | 60 BHP | DIESEL | PIROTUBULAR HORIZONTAL | 2014 | 2015
PWT Prozess Warmetragertechnik Gmbh | DWE930V40 Dual fire Boiler | A 105.139 | 930KW | Diesel OIL No.2/FUEL OIL No.6 | VERTICAL PIROTUBULAR FLUIDO TERMICO | 1996 | 1996
PWT Prozess Warmetragertechnik Gmbh | AWE1050V40 Exhaust gas boiler | A 105.135 | 1050 Kw | GASES ESCAPE DE MOTOR | VERTICAL PIROTUBULAR FLUIDO TERMICO | 1996 | 1996
PWT Prozess Warmetragertechnik Gmbh | AWE1050V40 Exhaust gas boiler | A 105.140 | 150 | DIESEL | VERTICAL PIROTUBULAR FLUIDO TERMICO | 0 | 0
PWT Prozess Warmetragertechnik Gmbh | AWE1050V40 Exhaust gas boiler | A 105.140 | 1,050 KW | GASES ESCAPE DE MOTOR | VERTICAL PIROTUBULAR FLUIDO TERMICO | 1996 | 1996
PWT Prozess Warmetragertechnik Gmbh | AWE1050V40 Exhaust gas boiler | A 105.141 | 1,050 kw | GASES ESCAPE DE MOTOR 2 | VERTICAL PIROTUBULAR FLUIDO TERMICO | 1996 | 1996
PWT Prozess Warmetragertechnik Gmbh | AWE1050V40 Exhaust gas boiler | A 105,142 | 1,050 KW | GASES ESCAPES DE MOTOR | PIROTUBULAR | 1996 | 1996
HURST | SE-150 – 150 -6 PG | E9529-150-24 | 150 BHP | FUEL OIL No.6/GLP | VERTICAL | 2012 | 2012
FULTON | VMP 40 | F 1015179 A | 40 BHP | DIESEL | VERTICAL | 2012 | 2012
FULTON | VPM 40 | F 1015178A | 40 BHP | DIESEL | VERTICAL | 2012 | 2012
PARKER BOILER | 48 | 0 | 0 | ELECRICA | CALDERIN | 0 | 2004
VEIT | 2365-2 | 14392 | 0 | ELECRICA | CALDERIN | 0 | 2004
VEIT | 2365-2 | 14371 | 0 | ELECRICA | CALDERIN | 0 | 2004
VEIT | 2365-2 | 14390 | 0 | ELECRICA | CALDERIN | 0 | 2004
VEIT | 2365-2 | 14385 | 0 | ELECRICA | CALDERIN | 0 | 2004
VEIT | 2365-2 | 14368 | 0 | ELECRICA | CALDERIN | 0 | 2004
NGAI SHING Nw H CO LTD | NH-1 1009 | 154 | 0 | ELECRICA | CALDERIN | 0 | 2004
NGAI SHING Nw H CO LTD | NH-1 1009 | 155 | 0 | ELECRICA | CALDERIN | 0 | 2004
NGAI SHING Nw H CO LTD | NH-1 1009 | 156 | 0 | ELECRICA | CALDERIN | 0 | 2004
NGAI SHING Nw H CO LTD | NH-1 1009 | 157 | 0 | ELECRICA | CALDERIN | 0 | 2004
NGAI SHING Nw H CO LTD | NH-1 1009 | 150 | 0 | ELECRICA | CALDERIN | 0 | 2004
NGAI SHING Nw H CO LTD | NH-1 1009 | 151 | 0 | ELECRICA | CALDERIN | 0 | 2004
NGAI SHING Nw H CO LTD | NH-1 1009 | 152 | 0 | ELECRICA | CALDERIN | 0 | 2004
NGAI SHING Nw H CO LTD | NH-1 1009 | 158 | 0 | GAS LP | CALDERIN | 0 | 2004
NGAI SHING Nw H CO LTD | NS-342-3,5 3 | 41 | 0 | DIESEL | CALDERIN | 0 | 2004
NGAI SHING Nw H CO LTD | NS-342-3,5 3 | 42 | 600 | ELECRICA | CALDERIN | 0 | 2004
NGAI SHING Nw H CO LTD | NS-342-3,5 3 | 43 | 150 | ELECRICA | CALDERIN | 0 | 2004
NGAI SHING DEVELOPMENT LIMITED | NS-342A | 59 | 0 | 0 | CALDERIN | 0 | 0
NGAI SHING DEVELOPMENT LIMITED | NS-342A | 60 | 0 | 0 | CALDERIN | 0 | 0
NGAI SHING DEVELOPMENT LIMITED | NS-342A | 61 | 0 | 0 | CALDERIN | 0 | 0
NGAI SHING DEVELOPMENT LIMITED | NS-342A | 62 | 0 | 0 | CALDERIN | 0 | 0
NGAI SHING DEVELOPMENT LIMITED | NS-342A | 63 | 0 | 0 | CALDERIN | 0 | 0
NGAI SHING DEVELOPMENT LIMITED | NS-342A | 64 | 0 | 0 | CALDERIN | 0 | 0
NGAI SHING DEVELOPMENT LIMITED | NS-342A | 65 | 0 | 0 | CALDERIN | 0 | 0
NGAI SHING DEVELOPMENT LIMITED | NS-342A | 66 | 0 | 0 | CALDERIN | 0 | 0
NGAI SHING DEVELOPMENT LIMITED | NS-342A | 67 | 0 | 0 | CALDERIN | 0 | 0
NGAI SHING DEVELOPMENT LIMITED | NS-342A | 68 | 0 | 0 | CALDERIN | 0 | 0
NGAI SHING DEVELOPMENT LIMITED | NS-342A | 69 | 0 | 0 | CALDERIN | 0 | 0
NGAI SHING DEVELOPMENT LIMITED | NS-342A | 70 | 0 | 0 | CALDERIN | 0 | 0
NGAI SHING DEVELOPMENT LIMITED | NS-342A | 71 | 0 | 0 | CALDERIN | 0 | 0
NGAI SHING DEVELOPMENT LIMITED | NS-342A | 72 | 0 | 0 | CALDERIN | 0 | 0
NGAI SHING DEVELOPMENT LIMITED | NS-342A | 73 | 0 | 0 | CALDERIN | 0 | 2004
NGAI SHING Nw H CO LTD | NS-342-3,5 3 | 0 | 200 | ELECRICA | CALDERIN | 0 | 2004
NGAI SHING Nw H CO LTD | NS-342-3,5 3 | 0 | 6000Kg/Hr | ELECRICA | PIROTUBULAR BIOMASA | 2012 | 2013
DANSTOKER | DHF 10 | 12-0563-1 | 6,000 KG/HR | BIOMASA | PIROTUBULAR HORIZONTAL HORNO INEGRAL | S/F | S/F
GUANG TENG MACHINE | S/M | S/S | 150bhp | BIOMASA | mixta tubos de agua y fuego | 2012 | S/F
KENAWEE | H35S – 200- 06 | P- 2154 |  | ELECRICA
KENAWEE | H35S – 200- 06 | PV37KK | 0 | ELECRICA
FULTON | iCS25 | 500206 | 25BHP | GLP | VERTICAL | 2012 | 2012
FULTON CALDERA 3 | FBC-300-4P | F1045174A | 300BHP | FUEL OIL NO 6 | caldera calentadora de aceite | 2012 | 0
GEKAKONUS | S/M | 18-8100-2 (20-9378) | 0 | ELECRICA | TEÑIDORA | 0 | 2011
HISAKA | Circular | 18-8100-2 | 0 | ELECRICA | TEÑIDORA | 0 | 2011
HISAKA | Circular | 10491 | 0 | ELECRICA | TEÑIDORA | 0 | 2011
NISSEN | Rapid Unit ace | 10490 | 0 | ELECRICA | TEÑIDORA | 0 | 2010
NISSEN | Rapid Unit ace | 4056156 | 0 | ELECRICA | TEÑIDORA | 0 | 2004
KANAN | Rapia kun-yun | 36028665 | 0 | ELECRICA | TEÑIDORA | 0 | 2011
FONGS | ECO 88 | 36028666 | 0 | ELECRICA | TEÑIDORA | 0 | 2011
FONGS | ECO 88 | 36028664 | 0 | ELECRICA | TEÑIDORA | 0 | 1987
FONGS | ECO 88 | 36027256 | 0 | ELECRICA | TEÑIDORA | 0 | 1987
FONGS | ECO 88 | 27256280 | 0 | ELECRICA | TEÑIDORA | 0 | 1987
FONGS | ECO 62 T | 1571036028 | 0 | ELECRICA | TEÑIDORA | 0 | 2004
FONGS | ALLWINE -43 | 9235836028 | 0 | ELECRICA | TEÑIDORA | 0 | 2011
FONGS | ALLWINE -43 | 60471 | 3.5 Kg/Hr | ELECRICA | TEÑIDORA | 0 | 2013
THIES | HEKSCHLANGE | 277-8906 | 60 | ELECRICA | TEÑIDORA | 0 | 2013
HISAKA | Loly Mac | 27-8907 | 60 | ELECRICA | TEÑIDORA | 0 | 2012
HISAKA | EFFICIER | 28015710 | 3600 kG7H | ELECRICA | TEÑIDORA | 0 | 2004
FONG´S | ECO- 8 | 895681 | 200 | ELECRICA | HORIZONTAL TUBOS DE FUEGO | S/F | S/F
KENAWEE | H3S-60-0 | 895681 | 60 BHP | DIESEL | HORIZONTAL TUBOS DE FUEGO | S/F | S/F
KENAWEE | H3S-60-0 | 895681 | 60 BHP | DIESEL | 0 | 0 | 0
CHIEN SHUN MACHINERY CO. | S/M | 1308 | 230PSI | FUEL OIL NO 6 | PIROTUBULAR 3 PASOS | 1995 | 2012
CLEAVER BROKS | CBLE 600-200-200st | T3175-1-1 | 200BHP | FUEL OIL NO 6 | PIROTUBULAR TUBOS DE FUEGO 4 PASOS | 2012 | 2012
POWER MASTER | VT2-FG-1 | 12020PT-VT2RG-03 | 8 | GAS LP | 0 | 0 | 0
POWER MASTER | TV2-FG-1 | 12020PT-VT2RG-03 | 20 BHP | ACEITE No2/BIOGAS | VERTICAL PIROTUBULAR | 2012 | 2012
ISGEC BOILER | S/M | S/S | 220 TON/HR | BIOMASA | ACUATUBULAR | 2013 | 2013
ALL AMERICAN | 25X-1 | S/S | 12 KW | FUEL OIL NO 6 | PIROTUBULAR 4 PASOS WET BACK | 2012 | 2012
FULTON | ICS – 015 -A | T3109-1-1 | 12 KW | ELECRICA | 0 | 0 | 0
TECNIK LTDA. | Autom | S-09041 | 8 BHP | glp fabrica | VERTICAL TUBELESS | 2012 | 2012
CLEAVER BROKS | 4W1-600-250-30HW | T3109-1-1 | 250 BHP | FUEL OIL NO 6/ bunker | HORIZONTAL TUBOS DE FURGO AGUA CALIENTE | 2012 | S/F
AETHERMED | WS-208YDA | 16W-0123 | 0 | 0 | horizontal pirotubular 4 pasos wetback | 2012 | 2016
ALL AMERICAN | 75 X | 360 | 30 hp | ELECTRICO | CALDERA | 2010 | 0
AETHERMED | WS-280YDA | 16W0123 | 0 | ELECRICA | AUTOCLAVE | 2016 | 0
FORGE | STM-E | 76492 | 31 | DIESEL | AUTOCLAVE | 1966 | 0
FULTON | FB-030-A | 76492 | 30 BHP | DIESEL | VERTICAL | 1996 | 2003
HURTS | S 4 VT-LPG-30-150 | 86-150-596 | 30 BHP | GLP | VERTICAL PIROTUBULAR | 1996 | 2013
KISCO BOILER | S/M | 5377 | 30 B HP | FUEL IOL No. 2 | PIROTUBULAR | 1970 | 2010
SALISBURY | 2389 | 260681 | 0 | VAPOR | PIROTUBULAR | 1970 | 2010
FULTON | ICS 10 | 4049 | 150 | ELECTRICA | 0 | 0 | 0
CHERRY BURREL | UAS. | ----0 | 15 | GLP / DIESEL | 0 | 0 | 0
S/M | S / M | 4719931 | 20 | ELECTRICA | ELECTRICA | 2004 | 2004
ATTSU | RL-2500/8 | 2575 | 150 BHP | BUNKER | HORIZONTAL TUBOS DE FUEGO | 13102005 | 0
CONSOLIDATE | SR 24 EV | 112981 | 0 | 0 | AUTOCLAVE | 0 | 0
CONSOLIDATE | S/M | S/S | 0 | 0 | AUTOCLAVE | 0 | 0
TUTTNAER (Autoclave) | 691502ASP | 2808042 | 0 | 0 | ESTERILIZADOR | 0 | 0
TUTTNAER (Autoclave) | 691502ASP | 2808043 | 0 | 0 | ESTERILIZADOR | 0 | 0
TUTTNAER (Autoclave) | 691502ASP | 2810023 | 0 | 0 | ESTERILIZADOR | 0 | 0
GROVEN DOVER | PT- 60 | 10514619814 | 0 | 0 | MARMITA | 0 | 0
GROVEN DOVER | PT- 60 | 10514519814 | 0 | 0 | MARMITA | 0 | 0
GROVEN DOVER | PT- 60 | 10514719814 | 0 | 0 | MARMITA | 0 | 0
GROVEN DOVER | PT- 60 | 10514819814 | 0 | 0 | MARMITA | 0 | 0
ATTSU | RL-2500/8 | 2575 | 150 BHP | BUNKER | HORIZONTAL TUBOS DE FUEGO | 13102005 | 0
ELECTRIC BOILER | R15 | 9812 | 15bhp | electrica | ELECTRICA | 2004 | 2004
N/D | N/D | 523-506-00 | 18 Kw | GAS LP Y FUEL OIL No.6 | electrica | 2004 | 2004
Bel Cremation Sistem | N205a | S/S | 3000 Kg/Hr | ELECRICA | 0 | 0 | 0
TDS-ONCE THROUGH BOILER | TDS-030 | 66406 | 2000Kg/Hr | ELECRICA | ELECTRICA | 2004 | 2008
VEIT | 2373 | S/S | 0 | ELECTRICA | 0 | 0 | 0
BON | LDR – (18 – 100)0.7Z | 12Y-068 | 0 | VAPOR | 0 | 0 | 0
T SUN | WNS32-1,25-Y/Q | 12Y-068 | 2,000 KG/HR | GAS LP Y FUEL OIL No.6 | PIROTUBULAR 3 PASOS | 2013 | 2014
REIMERS | RH 60 | 020461845 | 60 BHP | LECTRICA | PIROTUBULAR HORIZONTAL 3 PASOS | 1986 | 1987
CLEAVER BROOKS No.1 | CB-101-60 | L-80923 | 60 BHP | Diesel N°2 | horizontal electrica | 2004 | 2014
CLEAVER BROOKS No.2 | CB-101-60 | L-80926 | 60 BHP | Diesel N°2 | PIROTUBULAR HORIZONTAL 3 PASOS | 1986 | 1987
CLEAVER BROKS NO. 1 | CB – 101-60 | NDL-80922 | 2,511,000 BTU/HR | DIESEL | 0 | 0 | 0
CLEAVER BROKS NO. 2 | CB – 101-60 | NDL-80929 | 2,511,000 BTU/HR | DIESEL | PIROTUBULAR HORIZONTAL | 1986 | S/F
CONSOLIDATED | SSR-3A | 102385 | 0 | ELECTRICO | AUTOCLAVE | S/F | S/F
CONSOLIDATED | SSR-2A | S/S | 0 | ELECTRICO | AUTOCLAVE | 1997 | 0
Auto Clave PELTON & CRANE | MG | S/S | 0 | ELECTRICO | AUTOCLAVE | 1997 | 0
Lavadora UNIWASH | UW 85 B3 | S/S | 0 | ELECTRICO | AUTOCLAVE | #NAME? | 0
GIABAU | LS-355 PM-V | 651121 | 0 | ELECTRICO | LAVADORA | 1997 | 0
GIABAU | LS-355 PM-V | 651132 | 0 | ELECTRICO | LAVADORA | S/F | 0
AJAX | 120 | 120269900386 | 0 | ELECTRICO | SECADORA | S/F | 0
AJAX | 120 | 120269880386 | 0 | ELECTRICO | SECADORA | 1986 | 0
LEGION EQUIPMENT | LP-20 | 860146 | 0 | ELECTRICO | MARMITA | 1986 | 0
LEGION EQUIPMENT | TWT-10 | 860151 | 0 | ELECTRICO | MARMITA | 2015 | 0
TUTTNAUR | 55120 | 215095 | 0 | ELECTRICO | MARMITA | 2014 | 0
TUTTNAUR | 3850M | 211636 | 0 | ELECTRICO | VERTICAL SIN TUBOS | S/F | S/F
FULTON | FB-020-A | S/S | 20 BHP | DIESEL OIL No.2 | VERTICAL SIN TUBOS | 1991 | S/F
FULTON | FB-060-A | 88400 | 0 | 0 | 0 | 0 | 0
FULTON | FB-030-A | 61892 | 30 BHP | DIESEL OIL No.2 | HORIZONTAL TUBOS DE FUEGO | 2012 | 2013
CLEAVER BROOKS | CBLE600-150-150ST | T3378-1-1 | 150 BHP | Fuel Oil N°6 | VERTICAL CON TUBOS DE FUEGO | 2012 | 2013
DALIAN ROBOT COILER Co. Ltd. | TS2110995-2015 | LHS-0.5-YCQ | 31.95 BHP | DIESEL OIL No.2 | VERTICAL TUBOS DE FUEGO | 2012 | 2012
FULTON | 80 E | 33429 | 80 BHP | DIESEL | vertical tubos de fuego | 1977 | 2010
KENAWEE | H3S-60-0 | 93891 | 60 bhp | DIESEL | 0 | 0 | 2017
AMG INDUSTRIAL | S / M | 30495 | 80 bhp | Fuel Oil N°6 | PIROTUBULAR | 2009 | 2010
BURNHAM | 3P.80.50.0.PF | 30494 | 80 BHP | DIESEL | pirotubular 3 pasos | S/F | 2017
TUTTNAER (Autoclave) | 699OSP-2A | 2810019 | 15,000Kg/Hr | GLP | 0 | 0 | 0
TUTTNAER (Autoclave) | 699OSP-2A | 30494 | 15Kw (1.5BHP) | BIOMASA | PIROTUBULAR | 2009 | 2010
BURNHAM | 3P.80.50.0.PF | 30495 | 80 BHP | DIESEL | VERTICAL | 2013 | 2013
SMOKE TUBE | SRS – 200 | 2013-109 | 130 BHP | BIOMASA | BIOMASA vertical | 2013 | 2013
DANSTOKER | DHF 14 | 12-0629-1 | 15,000 KG/HR | BIOMASA | PIROTUBULAR BIOMASA | 2012 | 2013
UNDER WRITERS LABORATORIES | RA 15 | PV764LL | 130 Kg/Hr | ACEITE No.6 BUNKER | 0 | 0 | 0
YORK SHIPLEY | SP HC-150-5 | 79-28501146-107 | 150 BHP | ACEITE No.6 BUNKER | PIROTUBULAR | 1975 | 2016
FULTON | ICS 20 | PV-764-LL | 20 BHP | GLP | VERTICAL | 2013 | 2014
ALL AMERICAN | 1925X | S/S | 15 PSI | GLP | ESTERILIZAR A PRESION | 0 | 2019
CLEAVER BROKS | CBLE 600-400-150ST | T4030-1-1 | 400BHP | FUEL OIL No. 6 | vertical | 2013 | 2014
TEPITEK | CLGLP | 091262767 | 10 BHP | 0 | FLEXIBLE WATER TUBE | S/F | S/F
RBI | SW400 | 091262767 | 10 BHP | GAS LP | 0 | 0 | 0
COLUMBIA | TYPE CT | 134503 | 15 BHP | GAS LP | VERTICAL | 1988 | 2014
FULTON caldera 1 | FBS-125 | F1045847A | 125BHP | ACEITE No. 2 | pirotubular horizontal 3 pasos wetback | 2013 | 2014
TUTTNAUER | 6671130-2VEP | 13062651 | 0 | 0 | 0 | 0 | 0
TUTTNAUER | 3870M | 13050292 | 0 | 0 | 0 | 0 | 0
TUTTNAUER | 3870M | 13050293 | 0 | 0 | 0 | 0 | 0
YONGFENG | N-AAS-12L | E51961N12A | 0 | 0 | PIROTUBULAR 3 PASOS WETBACK | 2013 | 2014
FULTON caldera 2 | FBS-125 | F1045846A | 125 BHP | ACEITE No. 2 | PIROTUBULAR 3 PASOS WETBACK | 1951 | 1981
FULTON | FB 10 A | 74681 | 10 BHP | ACEITE No. 2 | VERTICAL | 1984 | 1996
POWER MASTER | 3332601 | 510610 | 60 BHP | ACEITE No. 6 | PIROTUBULAR | S/F | 1981
KENAWEE | H 341721 L | 11413 | 60BHP | ACEITE No. 2 | PIROTUBULAR | 2010 | 2014
OSHIMA | OT-25 OK | SB1455 | 15 BHP | ACEITE No. 2 | pirotubular | 2010 | 2014
Superior Boiler Works INC. | 54x15794 | 85358 | 101,5 BHP | ELECTRICA | vertical electrica | 2000 | 2014
FULTON | FB 100L | 85358 | 10.15 bhp | electrica | vertical electrica | 2000 | 2014
L. SOLÉ | LS-6-13 | 55 | 6,300 KG/HR | BIOMASA | acuatubularbiomasa | 2014 | 2015
LATTENER | 18 C.F. | RF-4814 Q80 | 15 BHP | DIESEL | CALDERA ELECTRICA | S/F | 2014
SUSSMAN-HOT-SPOT | MB-7 | RF-4814 Q80 | 3 KW | ELECTRICA | ACUATUBULAR BIOMASA | 2014 | 2015
H.BREMER & FILHOS LTDA. | LIGNODYN C-40 | 1789 | 40,000 KW/HR | BIOMASA | PIROTUBULAR 4 PASOS | 2006 | 2015
CLEAVER BROOKS | CBL-200-238-150 | OLI-04984 | 238 BHP | FUEL OIL/GAS LP | pirotubular | 2006 | 2017
FULTON | FB 015 A | 49935 | 15 BHP | DIESEL NO. 2 | PIROTUBULAR | 1984 | 1984
YORK SHIPLEY | SPHV 60 2 | 8415841 H890 | 60BHP | DIESEL | PIROTUBULAR | 1984 | 1984
CLEAVER BROOKS | CB400-100-150 ST | T4563-1-1 | 100 BHP | FUEL OIL/GAS LP | PIROTUBULAR 4 PASOS | 2014 | 2015
HURTS | S/M | S/S | 15 BHP | ELECTRICO | 0 | 0 | 0
AMG INDUSTRIAL | S/M | S/S | 20 BHP | GLP | 0 | 0 | 0
RHEEM-RUUD | G72-250 | 0 | 7Kw | DIESEL | PIROTUBULAR | 1984 | 2005
YORK SHIPLEY (H.BREMER) | SPHV 70 2 | 8415847 H890 | 70 BHP | DIESEL NO. 2 | PIROTUBULAR | 1984 | 2015
HURST | CYCLONE 4VT | V55-150-803 | 15 BHP | FUEL OIL No. 2 | vertical 4 pasos | 2001 | S/F
SHENG CHAN STEAM BOILER | CFB-50D | 10212 | 319 BHP | BIOMASA | 0 | 0 | 0
RENZACCI | NEBULA 35 | 234770 | 8Kw | DIESEL | 0 | 0 | 0
RENZACCI | PA3002 | 234769 | 150 BHP | BIOMASA | 0 | 0 | 0
RENZACCI | PA1332 | 234768 | 10 BHP | 0 | 0 | 0 | 0
RENZACCI | PA1329 | 234771 | 51,03 BTU/Hr | 0 | 0 | 0 | 0
RENZACCI | PA3046 | 0 | 0 | 0 | 0 | 0 | 0
CLEAVER BROOKS | CBLE-101-150-150ST | T 4765-1-1 | 150 BHP | FUEL OIL No. 2 | PIROTUBULAR 4 PASOS | 2015 | 2015
S/M MARMITA No. 1 | S/M | 85992 | 0 | 0 | MARMITA CON TAPADERA | 0 | 0
S/M MARMITA No. 2 | S/M | 87671 | 0 | 0 | MARMITA CON TAPADERA | 0 | 0
S/M MARMITA No. 3 | S/M | 167 | 0 | 0 | MARMITA CON TAPADERA | 0 | 0
TUTTNAUER | 3870 EL | 13030006 | 0 | 0 | ACUATUBULAR | 1986 | S/F
FULTON | FB-010-A | S/S | 10 BHP | DIESEL | ELECTRICA | 2014-06-01 | 2015
PREFLYTHEMAL TECHNOLOGY | LDRO 0.35-0.7 | S/S | 2.4 BHP | ELECTRICA | VERTICAL | 2014 | 2015
DAE SIN STEAM BOILER | DS-V | DS-3456 | 70 BHP | FUEL OIL No. 2 | AQUATUBULAR SERPENTINES | 2015 | 2016
RENTECH caldera 1 | CROSSFLOW HRSG | 2014-39 | 8,524 LB/HR | GASES DE ESCAPE DE MOTOR 1 | AQUATUBULAR SERPENTINES | 2015 | 2016
RENTECH caldera2 | CROSSFLOW HRSG | 2014-40 | 8,524 lbs/hr | GASES DE ESCAPE DE MOTOR 1 | AQUATUBULAR SERPENTINES | 2015 | 2016
DANSTOKER | DHF | 14-1028-1 | 15,000 KG/HR | BIOMASA | PIROTUBULAR BIOMASA | 2014 | 2015
HURST CALDERA No.2 | S3-G-100-150 | DS500-150-4 | 100 BHP | GLP | PIROTUBULAR 3 PASOS | 1997 | 2015
FULTON | ICS - 50 | 98058 | 558 Kw | GLP | 0 | 0 | 0
FULTON | ICS - 50 | L - 52168 | 2326 KW | GLP | 0 | 0 | 0
CLEAVER BROOKS | 03900 - 125 | 252.14 | 2326 Kw | GLP | 0 | 0 | 0
GARIONI NAVAL | GMT-V 80 | 252.14 | 51.11 BHP/ 556 kw | GPL | VERTICAL TUBOS AGUA TIPO SERPENTIN HELICOIDAL | 2014 | 2015
0 | 0 | 15017A | 0 | 0 | AUTOCLAVE | 0 | 0
INPLAN-INGENIURTECHNIK CALDERA 1 | H 2000 | 15017A | 232,6 BHP | GLP | PIROTUBULAR HORIZONTAL ACEITE TERMICO | 2015 | 2015
INPLAN INGENIERURTECHNIK CALDERA 2 | H 2000 | 15017B | 220 BHP | GAS LP | PIROTUBULAR HORIZONTAL ACEITE TERMICO | 2015 | 2015
MULTITECH BOILERS PVT LTD. | ME 3070 | S/S | 30701 KG/HR | BIOMASA | PIROTUBULAR HORIZONTAL ACEITE TERMICO | 2015 | 2015
HPB ENGENHARIA EQUIPAMENTOS LTDA | SPB-235/1 | SE-160/13 | 235,000 LB/HR | Biomasa | ACUATUBULAR | 2014 | 2015
Bum Chul Park | PD | S350-150-1 | 3000 KW | 0 | 0 | 0 | 0
HURST | S/M | S350-150-1 | 70 BHP | GAS LP | HORIZONTAL TUBOS DE FUEGO | 1987 | 2015
CONSOLIDATED No.1 | 20D48 | 82791 | 0 | Electrico | AUTOCLAVE | S/F | S/F
CONSOLIDATED No.2 | 20D56 | 2795 | 0 | Electrico | AUTOCLAVE | S/F | S/F
HURST | S/M | S350-150-1 | 3,000 Kw | Electrico | 0 | 0 | 0
UNICAL | ELL 3000 AGUA CALIENTE | 6001863 | 3000 Kw/h | GLP | HORIZONTAL TUBOS DE FUEGO | 2015 | 2016
TAI CHANG | 9 KW | S/S | 0 | ELECTRICA | AUTOCLAVE | 0 | 0
MCA CHIRON MOD-STME SR-193719 | STME | S/S | 0 | 0 | AUTOCLAVE | 0 | 0
MATACHANA ARSENAL 3er NIVEL | SC 500 | 6001863 | 0 | Electrico | AUTOCLAVE | 2001 | 2013
CONSOLIDATED ARSENAL 3er NIVEL | 20D56 | 2195 | 0 | Electrico | AUTOCLAVE | S/F | S/F
CISA ARSENAL SOTANO | 6412 GS | 25138 | 0 | Electrico | ESTERILIZADOR | 2016 | 2016
Zu How Industry Co. Ltd. | ZH - 100K | MC12015130 | 25 PSI | Electrico | 0 | 0 | 0
MITRE | Tubos de Agua | MC12015130 | 264000 lbs/ hr | BIOMASA | DE RADIACION | 2014/2015 | 2000
MAANYA BOILERS | EFW | 0 | 2.8 BAR | Diesel | 0 | 0 | 0
Consolidated | SSR-3A | 5700-53 | 20 PSI | Electrico | AUTOCLAVE | 2001 | 0
CASTLE No. 1 | SMART S 740 | TR-740-CM14-188618-01-01 | 0 | 0 | ESTERILIZADOR | 2018 | 2018
Consolidated | SSR-3A | 5905-68 | 25 PSI | Electrico | AUTOCLAVE | 2011 | 2011
TUTTNAUER (Autoclave) | 5050EL | 2803423 | 25 PSI | Electrico | AUTOCLAVE | 2011 | 0
TUTTNAUER (Autoclave) | 3870EA | 1105665 | 25 PSI | Electrico | AUTOCLAVE | 2011 | 0
Market Forge Sterilmatic | STM-EL | 192704 | 25 PSI | Electrico | AUTOCLAVE | S/F | S/F
BIOBASE (CLASE B) | BKM-Z80B (III) | 2018W684 | 0 | 0 | ESTERILIZADOR | 2019 | 2019
CONSOLIDATED STILL & STERILIZER No. 2 | 16D36 | 32692 | 0 | 0 | AUTOCLAVE | 2011 | 2018
TUTTNAUER | T-MAX-8-1VEP | 1004071 | 20 KW | ELECTRICO | vertical pirotubular tubeless | 2016 | 2017
CONSOLIDATED & STERILIZER No.1 | 3996 | 4902 32 | 24 KW | ELECTRICO | AUTOCLAVE | 2003 | 2011
CISA No.3 | 6412GS/V/1P/E/TS/SV | 25139 | 27 KW | ELECTRICO | AUTOCLAVE | 2003 | 0
CONSOLIDATED STIL & STERILIZSER No. 5 | 3943 | 4902 | 0 | ELECTRICO | VERTICAL PIROTUBULAR TUBELES | 2016 | 2017
LATTNER BOILER COMPANY | W L F | 96612 | 50 BHP | GLP/ FABRICA | sterilizador a vapor | 2017 | 2017
TIENCO STERIBRU | STB13001 P2000S | 189 | 0 | vspor | HORIZONTAL TUBOS DE FUEGO | 2001-03-19 | 2001-06-11
VYC INDUSTRIAL | Cl-1450 | C515-15 | 92.65 BHP | FUEL OIL No. 6 | PIROTUBULAR | 2015 | 2016
SOGECAL (SOCIEDAD GENERAL DE CALDERAS GEVAL) | NCK-50.8 | C515-15 | 450 KG/HR | glp | HORIZONTAL TUBOS DE FUEGO | S/F | 2013
AMG INDUSTRIAL | S/M | 20100Y 2014 | 20 bhp | glp | HORIZONTAL TUBOS DE FUEGO | S/F | 2013
LANB | LSSO-2-08-Y | 20100Y 2014 | 0.8 TN/HR | glp | PIROTUBULAR 3 PASOS | 2016 | 2016
POWER MASTER | MERCATHERM SWB (FG-2) | 16040P-SWRG-03 | 40 BHP | GLP | HORIZONTAL TUBOS DE FUEGO | 2016 | 2016
BURNHAM COMERCIAL | 3P.50.50.0.GP | K8893 P 8-7 | 50 BHP | DIESEL | HORIZONTAL ELECTRICA | 2016 | 2016
SUSSMAN | ES-18 | K-8893 P8-7 | 583 BTU/H | ELECTRICA | horizontal eLECTRICA | 2016 | 2016
FULTON CALDERA No. 4/EN REPARACION | VMP-80 | P.V-395-00 | 80BHP | GLP | PIROTUBULAR 3 PASOS | 1992 | S/F
YORK SHIPLEY | SPHV-300-6 200132 | 92-18876H-99153 | 300 BHP | FUEL OIL No. 6 | HORIZONTAL TUBOS DE FUEGO | 2008 | S/F
ATTSU | RL-1500/12 | 2780 | 144.7 BHP | DIESEL (FUEL OIL No.2) | AUTOCLAVE | 2008 | S/F
MATACHANA | 1010V-2 | 1000 | 2.5 KW | ELECTRICA | ESTERILIZADOR DE VAPOR | 0 | 0
BMT/ MMM GROUP | SPHP 6612-2 FD ED | 5170811 | 0 | 0 | AUTOCLAVE | S/F | S/F
MATACHANA | 10.06 | 1000 | 50 KW | ELECTRICA | ESTERILIZADOR DE VAPOR
BMT/ MMM GROUP | SPHP 6612-2 FD ED | 5171130 | 0 | 0 | AUTOCLAVE | 2006 | S/F
MATACHANA | 100.6 | 1000 | 50 KW | ELECTRICA | 0 | 0 | 0
LEGION | LP30 | 00757 | 0 | 0 | 0 | 0 | 0
LEGION | LP30 | 00758 | 0 | 0 | 0 | 0 | 0
ATTSU | RL1500/12 | 2781 | 144.7 BHP | DIESEL (FUEL OIL No.2) | HORIZONTAL TUBOS DE FUEGO | 2008 | S/F
COCHRAN (WEE CHIEFTAIN) | S/M | 23/ 6130 | 125,4 BHP | QUEMADOR TRIAL:GLP/DIESEL/BUNKER | HORIZONTAL TUBOS DE FUEGO | 9122014 | 2015
NGAI SHING DEVELOPMENT LTD | NS341/24 | 009 | 24KW | ELECTRICA | HORIZONTAL TUBOS DE FUEGO | 9122014 | 2015
CHROMALOX | VMB | 1897-11766 | 0 | ELECTRICA | CALDERIN | S/F | 2017
SUSSMAN | M 92 | 21915-R2001 | 12 KW/H | 0 | CALDERIN | S/F | S/F
VEIT | 2365/2 | 01600009247 | 0 | ELECTRICA | CALDERIN | S/F | 2017
SUSSMAN | 1M 4SSP | 7435081 (NO:110797587) | 12KW/H | ELECTRICA | CALDERIN | S/F | 2017
SUSSMAN IRON MATE | 1M 4SSP | 10797587 (NO:6992YR81) | 12KW/H | ELECTRICA | CALDERIN | S/F | 2017
CHROMALOX | VMB-005 AS021-243 | 7211-16662 | 0 | ELECTRICA | CALDERIN | S/F | 2017
NGAI SHING | NS341/24 | 009 | 0 | ELECTRICA | CALDERIN | 2017 | 2017
PICACHO | CL-17200 | 001 | 0 | ELECTRICA | CALDERIN | 2017 | 2017
PICACHO | CL-17200 | 002 | 0 | ELECTRICA | CALDERIN | 2017 | 2017
PICACHO | CL-17200 | 003 | 0 | ELECTRICA | CALDERIN | 2017 | 2017
PICACHO | CL-17200 | 004 | 0 | ELECTRICA | CALDERIN | 2017 | 2017
SUSSMAN | M 92 | 21915 | 0 | ELECTRICA | 0 | 0 | 0
BURHAM caldera 2 | 3P605000GP | 29832 | 60 BHP | DIESEL | PIROTUBULAR | 2009 | 2015
TUTTNAUER | 3870M | 2903211 | 0 | 0 | AUTOCLAVE | 0 | 2009
TUTTNAUER | 2340M | 2805818 | 0 | 0 | AUTOCLAVE | 0 | 2009
TUTTNAUER | 2540EL | 2810101 | 0 | 0 | AUTOCLAVE | 0 | 2009
MARKET Forge | STERILMATIC | 2803423 | 0 | 0 | AUTOCLAVE | 0 | 2011
TUTTNAUER | 2340M | 2805819 | 0 | 0 | AUTOCLAVE | 0 | 2009
MARKET FORGE | STM-EL | 192704 | 0 | 0 | AUTOCLAVE | 0 | 1997
SERCON | HS 7-0523 | 269 142535 | 0 | 0 | AUTOCLAVE | 0 | 2014
CONSOLIDATED | 20D56 | 21381 | 0 | 0 | AUTOCLAVE | 0 | S/F
TUTTNAUER | 2540E | 15120375 | 0 | 0 | AUTOCLAVE | 0 | 2016
STATIM 5000 | DRY.TEC | 510816L00001 | 0 | 0 | AUTOCLAVE | 0 | 2014
STATIM 5000 | DRY.TEC | S/S | 0 | 0 | AUTOCLAVE | 0 | 2014
BURNHAM caldera 1 | 3P605000GP | 29833 | 60 BHP | DIESEL OIL No. 2 | pirotubular | 1905-07-01 | 2015
LATTNER BOILER COMPANY | WLF | 96612 | 50 BHP | GLP/fabrica | AUTOCLAVE | 0 | 0
TUTTNAUER | 3545 | 3545E | 0 | 0 | STERILIZADOS | 0 | 0
ALL AMERICAN | 25X-1 | S/ND003005 | 0 | 0 | STERILIZADOS | 0 | 0
FULTON | FB-030-A | 101149 | 30 BHP | DIESEL | VERTICAL | 2006 | S/F
YORK SHIPLEY | SPHC-80-6 | 81-14308 h-82277 | 80 BHP | DIESEL | pirotubular 3 pasos | 1905-06-03 | 2019
YUDONG | WNS-2-1.25-Y.Q | G1840205 | 0 | 0 | 0 | 0 | 0
CLEAVER BROOKS | CB-200-150 | 93022 | 150BHP | FUEL OIL NO:6 | HORIZONTAL TUBOS DE FUEGO | 1994 | 2018
KYUNGWON No.1 | AC-30TA2 | 112140 | 30 BHP | 220V | COMPRESOR | S/F | S/F
KYUNGWON No.2 | AC-S50TA | S/S | PRESION LABORAL 8,5KG/CM2 G | MOTOR 37KW60HZ | COMPRESOR | S/F | S/F
KYUNGWON No. 3 | AS51 CE | ASS050B297 | 0,85MPA | MOTOR K220V 3HP 60HZ | COMPRESOR | 2014-09-25 | S/F
KYUNGWON No. 4 | AS31CEX | ASS030B261 | 0,85MPA | MOTOR KW22-220V 3HP-60HZ | COMPRESOR | S/F | S/F
JAGUAR | EAS50 | L150674318 | 8,0B | MOTOR 37KW 60HZ | VERTICAL | 2008 | 2016
MIURA | EL-1500 | 0801448 | 1,500 KG/HR | DIESEL OIL No.2/GLP | PIROTUBULAR HORIZONTAL | 2016 | 2016
POWER MASTER | SWB (FL2) | 16060P-SWWL-04 | 60BHP | DIESEL OIL No. 2 | PIROTUBULAR | 2016 | 2016
YANO BOILER | LSS 0,1-0,8-Y/Q | Z161903 | 100KG/HR | GLP | vertical | 2016 | 2016
TANQUE CALENTADOR DE AGUA | S/M | S/S | 0 | 0 | MARMITA No. 1/CLARIFICADOR | 2016 | 2016
CLARIFICADOR | S/M | S/S | 0 | 0 | MARMITA No. 2CALENTADOR DE AGUA/MACERACION | 2016 | 2016
TANQUE CALENTADOR DE AGUA | S/M | S/S | 0 | 0 | EBULLICION CERVEZA No.2/MARMITA No.4 | 2017 | S/F
S/M | S/M | S/S | 0 | 0 | EBULLICION CERVEZA No.2/MARMITA No.4 | 2003 | S/F
HURTS | 4VT CYCLONE | V86-150-74M | 30 BHP | DIESEL OIL No. 2 | vwertical tubeles | 2003 | 2003
BURNHAM COMMERCIAL | 3P-80-50-0-PF | 30496 | 2,760 LB/HR | FUEL OIL NO:2 | HORIZONTAL GENERADOR DE AGUA CALIENTE | 2015 | 2015
SILES S P. A.-CASIER TV | SMB-1000 | 44730/TV-2015 | 98 KG/HR | GLP | PIROTUBULAR 4 PASOS DRYBACK | 2015 | 2016
CLEAVER BROOKS | CBLE 400-400-150ST | T5332-1-1 | 400 BHP | glp/FUEL OIL NO:6 | PIROTUBULAR 4 PASOS DRYBACK | 2015 | 2017
CLEAVER BROOKS | CB 100-80-150ST | T3724-1-2 | 80 BHP | DIESEL OIL No. 2 | PIROTUBULAR 4 PASOS DRYBACK | 2013 | 2017
GROEN MARMITA FIJA | PT-60 | 94779 | 0 | 0 | MARMITA FIJA | 0 | 0
GROEN MARMITA DE VOLTEO | PT-60 | 94765 | 0 | 0 | MARMITA DE VOLTEO | 0 | 0
TUTTNAUER | 55120 | 14021800 | 0 | 0 | TUTTNAUER | 0 | 0
BMT/ MMM GROUP | STERIVAD | 5171057 | 0 | 0 | BMT | 0 | 0
BMT/ MMM GROUP | STERIVAD | 5171059 | 0 | 0 | BMT | 0 | 0
CLEAVER BROOKS | CB 100-80-150ST | T3724-1-1 | 80 BHP | DIESEL OIL No. 2 | AUTOCLAVE | S/F | S/F
CONSOLIDATED | 16D36 | 22592 | 0 | 0 | AUTOCLAVE | 2013 | 2017
TUTTNAUER | 3870ML | 1005678 | 0 | 0 | HORIZONTAL TUBOS DE FUEGO 3 PASOS | 1974 | 2009
YORK SHIPLEY | SPHV-60-2-93949 | 748802 H-62051 | 60 BHP | DIESEL FUEL OIL No.2 | PIROTUBULAR 2 PASOS DRYBACK | 0 | 0
COLUMBIA BOILERS | HRT | 1049471 | 30 BHP | DIESEL OIL No. 2 | pirotubular 2 pasos HRT | 1981 | 2017
SULLIAR | 3709A | 200809200026 | 50 HP (125-135 PSI) | 0 | COMPRESOR | S/F | S/F
SULLIAR | ES8-30H | 003-123749 | 30 HP (125-135 PSI) | 0 | COMPRESOR | S/F | S/F
INGERSOLL RAND | SSR-EP50SE | G1036U92307 | 50HP (125-128 PSI) | 0 | TANQUE DE AIRE COMPRIMIDO | S/F | S/F
S/M | S/M | S/S | S/P (100-135 PSI) | 0 | AUTOCLAVE | 2006 | 2006
TUTTNAUER | 2340M | 2501583 | 0 | ELECTRICA | AUTOCLAVE | 2016 | 2016
STURDY INDUSTRIAL Co. Ltd. | SA-232X (B-A200) | 160707010-007 | 0 | ELECTRICA | AUTOCLAVE | 2016 | 2016
FULTON | FB-015-A | 30517 | 15 BHP | GLP | ELECTRICA | 1995 | 2016
SUSSMAN | ES-16 | K-7093 V 81 | 583 BTU/HR | ELECTRICA | AUTOCLAVE | 2005-06-23 | 2005
MATACHANA | SC501-1 | S050 | 400 volt | electrico | electrica | 1995 | 2016
TUTTNAUER VALUEKLAVE | 1730MK V | 2511106 | 0 | ELECTRICO | autoclave electrico de mesa baja capacidad | 0 | 0
STURDY INDUSTRIAL Co. Ltd. | SA-232X (B-A200) | 160707010-003 | 0 | electrico | TUBOS DE HUMO | 2006 | 2006
BURNHAM COMMERCIAL | 3P-80-50-0-PF | 1012723 | 2760 LBS/HR | OIL No.2 | AUTOCLAVE DE 1LT | S/F | S/F
TUTTNAUER | 385 OM | SM-130-40-279 | 0 | ELECTRICA | AUTOCLAVE 4BAR | S/F | S/F
TUTTNAUER | 385 OM | 1202704 | 0 | ELECTRICO | AUTOCLAVE | S/F | S/F
TUTTNAUER | 3850EL | S/S | 0 | ELECTRICO | AUTOCLAVE | S/F | S/F
ESTERI-DENTE | 300 | 19975 | 0 | ELECTRICO | AUTOCLAVE | S/F | S/F
ESTERI-DENTE | S/M | S/S | 0 | ELECTRICO | VERTICAL | 2014-05-01 | 2016-11-01
WILFORD | LSS0.5-0.7-Y.Q | 12G755(Y) | 20 BHP | GLP f | AUCLAVE | 0 | 0
STURDY INDUSTRIAL Co. Ltd. | SA-2532X | 160707010-006 | 0 | ELECTRICAS | AUTOCLAVE | 2018 | 0
LONG CHUAN | LC-3 | AA-019-B | 2,400 KG/HR | DIESEL | PIROTUBULAR | 1974 | 2017-01-01
YORK SHIPLEY | SPHC 150 6 95872 | 74 8882 H 62231 | 150 BHP | BUNKER | PIROTUBULAR 3 PASOS | 1974 | 2017
CLEAVER BROOKS | CB 600-100 | L-84515 | 100 BHP | FUEL OIL 6 | PIROTUBULAR | 1988 | 2017
CLEAVER BROOKS | CB 600-100 | L-60503 | 100 BHP | FUEL OIL 6 | PIROTUBULAR | 1988 | 2017
LOOKOUT | 5050 | 29977 | 60 BHP | 0 | AUTOCLAVE | 0 | 0
CONSOLIDATED | 20D36 | 2295 | 0 | 0 | AUTOCLAVE | 0 | 0
MARKET FORGE | STERILMATE | MJEA 190-85-E | 0 | 0 | autocclave | 0 | 0
TUTTNAUER | 2340M | 1307213 | 0 | 0 | AUTOCLAVE | 0 | 0
TUTTNAUER | 3850 M | 1310537 | 0 | 0 | autocclave | 0 | 0
TUTTNAUER | 3850M | 1202893 NB 1947663 | 0 | 0 | autocclave | 0 | 0
TUTTNAUER | 2540 | SIN SERIE | 0 | 0 | autocclave | 0 | 0
TUTTNAUER | 3850M | 1012121 NB 172906 | 0 | 0 | autocclave | 0 | 0
TUTTNAUER | 3850M | 1202854 NB 201600 | 0 | 0 | autocclave | 0 | 0
TUTTNAUER | 3850 | 40443 NB 171049 | 0 | 0 | autocclave | 0 | 0
HILL MED | HM-ARMAOA 23L | S/S | 0 | 0 | autocclave | 0 | 0
TUTTNAUER | 3850m | S/S | 0 | 0 | autocclave | 0 | 0
TUTTNAUER | 3850M | S/S | 0 | 0 | CALDERA DE FLUIDO TERMICO | 0 | 0
CIBER | TM3020P | CT.51.147 | 4000,000 Kcal/Hr | DIESEL No.2 | horizontal pirotubular fluido termico | 2008 | 2009
TUTTNAUER | 1730MK | 2704978 | 0 | 0 | autocclave | 0 | 0
FISHER | 2340M | 1110308 | 0 | 0 | AUTOCLAVE | 0 | 0
TUTTNAUER | 2850 EA | 2809331 | 0 | LECTRICA | AUTOCLAVE | 0 | 0
TUTTNAUER | 3850M | 10121213 NB 172908 | 0 | 0 | AUTOCLAVE | 0 | 0
TUTTNAUER | 3850N | 1202712 | 0 | 0 | AUTOCLAVE | 0 | 0
TUTTNAUER | 2540M | S/S | 0 | 0 | AUTOCLAVE | 0 | 0
TUTTNAUER | 3850M | 0361-153-004-02-00002 | 0 | 0 | AUTOCLAVE | 0 | 0
STURDY | SA-232 | S/S | 0 | 0 | AUTOCLAVE | 0 | 0
VALUEKLAVE | 1730mkv | 2704979 | 0 | ELECTRICO | AUTOCLAVE | 0 | 0
TUTTNAUER | 23404 M | 2911437 | 0 | ELECTRICO | AUTOCLAVE | 0 | 0
TUTTN AUER | 2340 M | 1110324 | 0 | 0 | AUTOCLAVE | 0 | 0
MINIMOL | M9 | S/S | 0 | 0 | CALDERA | 0 | 0
FULTON | FB-015-A | F2012768A | 15 BHP | GLP | vertical sin tubos | 2017 | 2017
ISGEC HEAVY ENGINEERING LIMITED | S/M | IWT-6421 | 220,000.00 KG/H | BIOMASA | AUTOCLAVE | 0 | 0
TUTTNAUER | 3850 M | 1310510 | 0 | ELECTRICO | AUTOCLAVE | 0 | 0
PENTOL.CRANE (Magna-Clave) | MC | A6-4666 | 0 | ELECTRICO | AUTOCLAVE | 2011 | 2018
TUTTNAUER | 3850 M | LA | 0 | ELECTRICO | AUTOCLAVE | 0 | 0
PENTOL.CRANE (Magna-Clave) | MC | A6-4698 | 0 | ELECTRICO | AUTOCLAVE | 0 | 0
TUTTNAUER | 3850 M | 120257 | 0 | ELECTRICO | AUTOCLAVE | 0 | 0
PENTOL KRANE (Magna-Clave) | MC | A6-4661 | 0 | ELECTRICO | 0 | 0 | 0
MINGAZZINI | PVR 15 EU | EU | 0 | 0 | AUTOCLAVE | 0 | 0
TUTTNAUER | 2540M | 0333-156-004-02-00001 | 0 | ELECTRICO | AUTOCLAVE | 0 | 0
TUTTNAUER | 3850 M | 195314 | 0 | ELECTRICO | AUTOCLAVE | 0 | 0
TUTTNAUER | 3870 E | 260641 | 0 | ELECTRICO | AUTOCLAVE | 0 | 0
TUTTNAUER | 3870 M | 260190 | 0 | ELECTRICO | AUTOCLAVE | 0 | 0
CONSOLIDATED | 20036 | 2395 | 0 | ELECTRICFO | caldera | 0 | 0
CLEAVER BROOKS | CB-600-150 | MX-2074-CB | 2,352 KG/H | GLP | PIROTUBULAR | 1971 | 2017
TUTTNAUER | 3140-E | 0 | 0 | 0 | AUTOCLAVE | 0 | 0
TUTTNAUER | 2340-EA | 0 | 0 | 0 | marmitas | 0 | 0
GROEN No.1 | DL-80 | 97781 | 0 | 0 | marmitas | 2015 | 0
GROEN No.3 | DLT-80M | 1197 | 0 | 0 | marmitas | 1996 | 0
GROEN No. 4 | DLT-80M | 1198 | 0 | 0 | marmitas | 1984 | 0
GROEN No. 5 | DLT-80M | 1196 | 0 | 0 | marmitas | 1984 | 0
GROEN No. 6 | DLT-80M | 1200 | 0 | 0 | marmitas | 1984 | 0
LEGION nO. 2 | KDL-60T | 45903 | 0 | 0 | marmitas | 1984 | 0
LEGION No. 7 | KDL-60T | 45904 | 0 | 0 | marmitas | 1996 | 0
GROEN No. 8 | DLT-40 | 1199 | 0 | 0 | marmitas | 1984 | 0
LEGION nO. 9 | TMT-40 | 16001 | 0 | 0 | marmitas | 2016 | 0
LEGION nO. 10 | DLT-30 | 53723 | 0 | 0 | marmitas | 2007 | 0
LEGION No. 11 | DLT-30 | 53724 | 0 | 0 | marmita | 2007 | 0
CONSOLIDATED MACHINE BOSTON, MASS 02134 | SSR-35-C | 321273 | 0 | 0 | AUTOCLAVE | 0 | 0
CONSOLIDATED MACHINE BOSTON, MASS 02134 | RT-SR-25C | 5806 | 0 | 0 | AUTOCLAVE | 0 | 0
CONSOLIDATED MACHINE BOSTON, MASS 02134 | RT-SR-25C | 3315 | 0 | 0 | AUTOCLAVE | 0 | 0
YAMATO | SM510 | B4Y00104 | 0 | 0 | AUTOCLAVE | S/F | s/f
SYSTEC | HX-200 2D | D2491 | 0 | 0 | AUTOCLAVE | 2017 | s/f
ALL AMERICAN | 25X | 0014683 | 0 | 0 | VERTICAL | S/F | s/f
LEMMAR BOILER GAS | LWS-01-0.7-Y.Q | LG001002 | 100 KG/HR | GLP | VERTICAL | 2017 | 2017
AMG | S/M | S/S | 0 | VAPOR | MAXALADORA | 2017 | s/f
S/M | S/M | S/S | 0 | VAPOR | MAXALADORA | S/F | s/f
YANO BOILER | LSS 0,2-0,8-Y/Q | Z172702 | 200KG/HR | GLP | vertical | 2017 | 2017
CLEAVER BROOKS | CBLE 400-400-150ST | T4800-1-1 | 400 BHP | GLP/FUEL OIL No.6 | PIROTUBULAR HORIZONTAL 4 PASOS | 2015 | 2017
TUTTNAUER | 3870 M | 9706897 | 0 | 0 | 0 | 0 | 0
TUTTNAUER | 3870 M | 9706892 | 0 | 0 | 0 | 0 | 0
TUTTNAUER | 2324 M | 260508 | 0 | 0 | VERTICAL | 0 | 0
HURST | 4VT-6-258-150 | V61-150-1550 | 25 BHP | GLP | VERTICAL | 2017 | 2018
FULTON | FB-010-A | 73729 | 10 bhp | DIESEL | vertical | 1995 | 2017
STURDY | SA-232X | 1607010-008 | 0 | ELECTRICAS | AUTOCLAVE | 0 | 0
STURDY | SA-232X | 1607010-001 | 0 | ELECTRICAS | autoclave | 2017 | 2017
TUTTNAUER | 314OEA | 2512570/ NB 29507 | 0 | 0 | autoclave | 2017 | 2017
TUTTNAUER | 314OEA | 161207008 ( NB 235389)/ 2512570 | 0 | 0 | autoclave | 2018 | s/f
TUTTNAUER | 2540EA | 17060953 | 0 | 0 | esdterilizador | 2006 | s/f
TUTTNAUER | 17358/MMK | S/S | 0 | 0 | 0 | 0 | 0
STURDY | SA-232X | S/S | 0 | 0 | 0 | 0 | 0
TUTTNAUER | 2340EA | 16120709 | 0 | 0 | 0 | 0 | 0
TUTTNAUER | 3145/ME | 251256S/S | 0 | 0 | 0 | 2018 | 2018
TUTTNAUER | 2540 EA | 17060954 | 0 | 0 | 0 | 0 | 0
STURDY | SA-260FA | 110218001-003 | 0 | 0 | 0 | 0 | 0
CONSOLIDATED | 20D36 | 122896 | 0 | 0 | 0 | 0 | 0
|  |  | 0 | 0 | 0 | 0 | 0
|  |  | 0 | 0 | AUTOCLAVE | 2016 | 2016
TUTTNAUER | 2540E | 15120376 (NB 227229) | 0 | 0 | autoclave | 2016 | 0
STURDY | SA-260FA | 160707010-002 | 0 | ELECTRICO | AUTOCLAVE | 0 | 0
TUTTNAUER | 314 S/M E | S/S | 0 | 0 | ESTERILIZADOR | 0 | 0
MIDMARK | M11 -020 | V 9027816 | 0 | 0 | AUTOCLAVE | 0 | 0
TUTTNAUER | 3140/E | S/S | 0 | 0 | AUTOCLAVE | 0 | 0
CONSOLIDATED | S/M | S/S | 0 | 0 | ESTERILIZADOR | 0 | 0
TUTTNAUER USA CO LTD | 2340 M | 26118000 | 0 | 0 | ESTERILIZADOR | 0 | 0
TUTTNAUER | 2540 EL | 2711081 | 0 | 0 | ESTERILIZADOR | 0 | 0
TUTTNAUER USA CO LTD | 3870 M | 2703731 | 0 | 0 | ESTERILIZADOR | 0 | 0
SERCON | HS | 071787 | 0 | 0 | ESTERILIZADOR A VAPOR | 0 | 0
TUTTNAUER | 2540EA | 17060955 | 0 | 0 | AUTOCLAVE | 0 | 2007
MARKET FOR | STMEL | 62538 | 0 | 0 | AUTOCLAVE | 0 | 0
TUTTNAUER | 2540EA | 16120705 | 0 | 0 | CALDERA | 0 | 0
SIN MARCA | SIN MODELO | SIN SERIE | 10 BHP | FUEL OIL No. 2 | AUTOCLAVE | 0 | 0
JERICHO | JE-356 A | JE-356 A | 0 | 0 | AUTOCLAVE | 0 | 0
TUTTNAUER | 3850M | S/S | 0 | 0 | AUTOCLAVE | 0 | 0
PELTON & CRANE | S/M | S/S | 0 | 0 | ESTERILIZADOR | 0 | 0
WAYNE | S-1000 | N 2493 | 0 | 0 | OLLA DE PRESION | 0 | 0
ALL AMERICAN | 25X | S/S | 0 | 0 | CALDERA | 0 | 0
POWER MASTER | WB-A2-3P | 18100P-WBWGL | 100 bhp | GLP | PIROTUBULAR WTBACK 3 PASOS | 2018 | 2018
TUTTNAUER | 3140E | 2512550 (NB 129499) | 0 | 0 | AUTOCLAVE | 0 | 0
TUTTNAUER | 5596EP-1R | 2511S/S37 | 0 | 0 | ESTERILIZADOR | 2006 | 2006
TUTTNAUER | 3870EA | 1212330 | 0 | 0 | ESTERILIZADOR | 2012 | 2012
MARKER FORGET/ EVERETT MASS | STM-EL | 179042 | 0 | 0 | AUTOCLAVE | 1993 | 1993
TUTTNAUER | 3850M | 1202823 | 0 | 0 | AUTOCLAVE | 0 | 0
PELTON & CRANE | MC magna clave | A6-4611 | 0 | 0 | AUTOCLAVE | 0 | 0
TUTTNAUER | 314/S/MEP | 25125S/SS/S | 0 | 0 | AUTOCLAVE | 0 | 0
TUTTNAUER | 314/S/MEP | 25125S/SS/S1 | 0 | 0 | AUTOCLAVE | 0 | 0
SERCON | HS-E-201 | 081151 | 0 | 0 | ESTERILIZADOR | 0 | 0
A.J. COSTA (IRMAOS), LDA. | AMARO 5000 | AJC707070 2 dg i | 0 | 0 | AUTOCLAVE | 0 | 0
MARKET FORGE | STMEL | 190895 | 0 | 0 | AUTOCLAVE 1 | S/F | S/F
S/M | A-3.8 M^ 3 | S-A-3.8-01 | 0 | 0 | AUTOCLAVE 2 | 2016 | S/F
S/M | A-3.8 M^3 | S-A-3.8-02 | 0 | 0 | AUTOCLAVE | 2016 | s/f
YTM | YTM 230A938183 | S/S | 0 | 0 | AUTOCLAVE | S/F | s/f
TUTTNAUER | 3850M | 2610101 | 0 | 0 | ESTERILIZADOR | S/F | s/f
MID MARK | M 11 | S/S | 0 | 0 | AUTOCLAVE A VAPOR | S/F | s/f
CASTLE SMARTS 555 | PLC- TR 1200 | TR-555-CM12-13101072 | 0 | 0 | AUTOCLAVE | 0 | 0
TUTTNAUER | 1730 MK | 2510491 | 0 | 0 | CALDERA | 0 | 0
ATTSU | RL-1000/8 | 3.637 | 0 | 0
WAYNE | S-1000 | 4846 | 0 | 0 | AUTOCLAVE | 0 | 0
WAYNE | S-500 | 7038 | 0 | 0 | AUTOCLAVE | 0 | 0
MATACHANA EQUIPO 1 (ARSENAL-ENFERMERIA: 09-509-00106) | SC502E-1 | E- 30081 | 0 | 0 | AUTOCLAVE | 0 | 0
CONSOLIDATE EQUIPO2 (ARSENAL-ENFERMERIA: 09-509-00016) | 24D36 | 01703 | 0 | 0 | AUTOCLAVE | 0 | 0
TUTTNAUER EQUIPO 3 (ODONTOLOGIA: 09-509-00085) | 3870EA | 1212331 | 0 | 0 | AUTOCLAVE | 0 | 0
TUTTNAUER EQUIPO 4 (LABORATORIO CLINICO:09-509-300089) | 2540EL | 2810101 | 0 | 0 | AUTOCLAVE | 0 | 0
SEMCO MELETRON | 2009-12-22 | 7520 | 0 | 0 | AUTOCLAVE | 0 | 0
TUTTNAUER | 3850M | 2809428 | 0 | 0 | AUTOCLAVE | 0 | 0
TUTTNAUER | 314OE | 2512556 | 0 | 0 | AUTOCLAVE | 0 | 0
TUTTNAUER | 2340EA | 16120704 | 0 | 0 | AUTOCLAVE | 0 | 0
MIDMARK | M11-020 | V907799 | 0 | 0 | AUTOCLAVE | 0 | 0
STURDY | SA-230FA | 171215201-002 | 0 | 0 | AUTOCLAVE | 0 | 0
TUTTNAUER | 3140E | 2512559 | 0 | 0 | AUTOCLAVE | 0 | 0
PELTON&CRANE | S/M | S/S | 0 | 0 | AUTOCLAVE | 0 | 0
CONSOLIDATED | 20D36 | 121696 | 0 | 0 | AUTOCLAVE | 0 | 0
TUTTNAUER | 3145/me | S/S | 0 | 0 | AUTOCLAVE | 0 | 0
TUTTNAUER | sa-230fa | S/S | 0 | 0 | AUTOCLAVE | 0 | 0
FULTON | ICS-30 | 83021 | 30BHP | DIESEL | VERTICAL | 1998 | 2012
MATACHANA | aut 501E-1 | E-200003 | 0 | 0 | AUTOCLAVE | 2008 | 0
MARKET FOR | STM-EL | 196886 | 0 | 0 | AUTOCLAVE | 1998-03-01 | 0
tuttnauer | 1730MKV | 2611929 (N/B 133714) | 0 | 0 | AUTOCLAVE | 2008 | 0
PELTON&CRANE cuarto de esterilizacion contiuo a auditoriom | MC MAGNA CLAVE | A6-4576 | 0 | 0 | AUTOCLAVE | 0 | 0
TUTTNAUER cuarto de esterilizacion contiuo a auditoriom | 1730 | 2340M NB 194795 | 0 | 0 | AUTOCLAVE | 0 | 0
MAYNE área odontologia | S-1000 N 4981 V-120 | LISTED4360 | 0 | 0 | AUTOCLAVE | 0 | 0
NEWMED | NUBYRA | NUB06A2041 | 0 | 0 | AUTOCLAVE | 0 | 0
STURDY INDUSTRIAL Co. Ltd. | SA-232X-B-A100 | 131002202-006 | 0 | 0 | AUTOCLAVE | 0 | 0
biobase | BKM-Z18B (III) | 2018t010 | 0 | 0 | AUTOCLAVE | 2018 | 2018
GENYOND | LSSO.5-0.7Q (Y) | S/S | 500 kg/h | GLP | ACUATUBULAR VERTICAL | 2018 | 2019
TUTTNAUER | 2540M | 17010917 | 0 | 0 | AUTOCLAVE | 0 | 0
TUTTNAUER | 2540M | 2111130 | 0 | 0 | AUTOCLAVE | 0 | 0
PELTON&CRANE | MC | A6-07563 | 0 | 0 | AUTOCLAVE | 0 | 0
TUTTNAUER | 3870M | 150719 | 0 | 0 | AUTOCLAVE | 0 | 0
STURDY | SA-260FA | S/S | 0 | 0 | AUTOCLAVE | 0 | 0
PELTON&CRANE | MC | A6-4690 | 0 | 0 | AUTOCLAVE | 0 | 0
RAYPA | AQHS-75 DRY | 38427 | 0 | 0 | ESTERILIZADOR | 0 | 0
MATACHA | CS500 | S/S | 0 | 0 | ESTERILIZADOR | 0 | 0
STURDY | SA-232-X | 140402202-005 | 0 | 0 | AUTOCLAVE | 0 | 0
CONTINENTAL | CVC 10C-2 | CCO.800 | 0 | 0 | AUTOCLAVE | 0 | 0
YANG TA MIN | YTMCS | 9772 | 0 | 0 | AUTOCLAVE | 0 | 0
YANG TA MIN | YTMCS | 9772 | 0 | 0 | AUTOCLAVE | 0 | 0
TUTTNAUER | 1730EK | 13021522 | 0 | 0 | AUTOCLAVE | 0 | 0
TUTTNAUER | 1730MKV | 182129 | 0 | 0 | AUTOCLAVE | 0 | 0
|  |  | 0 | 0 | AUTOCLAVE | 0 | 0
MIDMARK | M9D-020 | V1157716 | 0 | 0 | AUTOCLAVE | 0 | 0
MIDMARK | M9D-020 | V1158590 | 0 | 0 | AUTOCLAVE | 0 | 0
PELTON CRANE | Mc Magna-CLAVE | 0245-156-004-01-00001 | 0 | 0 | AUTOCLAVE | 0 | 0
TUTTNAUER | 3850m | 3235-2.13.5-101155134-002-056 | 0 | 0 | AUTOCLAVE | 0 | 0
TUTTNAUER | 2540M | 17010922 | 0 | 0 | AUTOCLAVE | 0 | 0
POWER MASTER | WB-A2-3P (FG2) | 19100P-WBRG-01 | 100 BHP | GLP f | PIROTUBULAR WTBACK 3 PASOS | 2019 | 2019
POWER MASTER | WB-A2-3P (FG2) | 19100P-WBRG-01 | 100 BHP | GLP f | CALDERA | 0 | 0
diesel steam | ZU HOW | 54572 | 100 KM/H | DIESEL | CALDERA | 0 | 0
0 | 0 | 0 | 0 | 0 | autoclave | 0 | 0
FABRICAL | CLEAVER | 01324M | 60 BHP | GLP | HORIZONTAL PIROTUBULAR | S/F | 2019
CLEAVER BROOKS | CBL 700-1000-200ST | 17131-1-1 | 0 | 0 | CALDERA | 0 | 0
CLEAVER BROOKS | VG-84 | 63173-1 | 6,300MTB/H | 0 | CALDERA | S/F | S/F